{"text_format":"1","workbook":"xlsx","n_sheets":17,"sheets":["SUMMARY - STATEWIDE","ITEMS - STATEWIDE","BExRepositorySheet","ITEMS - DIV 01","ITEMS - DIV 2","ITEMS - DIV 3","ITEMS - DIV 4","ITEMS - DIV 5","ITEMS - DIV 6","ITEMS - DIV 7","ITEMS - DIV 8","ITEMS - DIV 9","ITEMS - DIV 10","ITEMS - DIV 11","ITEMS - DIV 12","ITEMS - DIV 13","ITEMS - DIV 14"],"not_rendered":{"charts":0,"images":4,"macros":1,"external_links":1,"defined_names":15,"comments":0,"pivot_tables":0},"unopened":[],"bounds":{"document_bytes":16777216,"sheet_cells":100000,"rows_first":2000,"rows_last":500,"rows_between":2000,"halvings":0,"cell_chars":16384,"cell_head_chars":4096},"cells_cut":0,"cells_raw":0,"read":"whole","date_system":"1900"}

{"sheet":"SUMMARY - STATEWIDE","index":0,"n_rows":541,"n_cols":25,"rows_kept":541,"cut":false,"hidden":false,"merged":[[0,0,0,24]]}
["NORTH CAROLINA DEPARTMENT OF TRANSPORATION     2017 JAN - JUN BID AVERAGES"]
["LET DATE","RPN","TIP","ENG/ MET","CONTR ","PROJECT","CAT ","COUNTY","VENDOR NAME","$TOTAL","JOB","FED WRK ","PROJ LGTH (MI/ KM)"," LN / CVT FILL DPTH","CVT CODE OVR/UND RET WLL X-SECT","BOX LTH /WLL HT","BOX SPAN","BRG SUP STR","SUB STR"," SPAN","BRG WTH","BRG LTH","AREA","DIV","LOC"]
["1/10/2017","1","","E","C203968","C203968-RW","1","WAYNE","UNITED CONTR INC DBA UNITED CONT",647025,"RW1","I000",0.08,2,"M720",null,null,"","",null,null,null,"PDMT","04",""]
["","","","","","","","","Result",647025,"","",0.08,null,"",null,null,"","",null,null,null,"","",""]
["1/17/2017","1","R-4753","E","C203825","C203825-EC","1","JACKSON","YOUNG & MCQUEEN GRADING CO INC",1707167.73,"RW1","I000",null,2,"",null,null,"","",null,null,null,"V MTN","14",""]
["","","","","","C203825-RW","1","JACKSON","YOUNG & MCQUEEN GRADING CO INC",16996182.27,"RW1","I000",3.7690000000000001,2,"D300",null,null,"","",null,null,null,"V MTN","14",""]
["","","","","","C203825-SI","1","JACKSON","YOUNG & MCQUEEN GRADING CO INC",149477.54,"RW1","I000",null,2,"",null,null,"","",null,null,null,"V MTN","14",""]
["","","","","","C203825-ST","1","JACKSON","YOUNG & MCQUEEN GRADING CO INC",1786900,"WL1","Y007",null,null,"W000",21.4,null,"","",null,null,null,"V MTN","14","18+00.00 -L-"]
["","","","","","","2","JACKSON","YOUNG & MCQUEEN GRADING CO INC",1302600,"WL2","Y007",null,null,"W000",15.18,null,"","",null,null,null,"V MTN","14","26+61.00 -L-"]
["","","","","","","3","JACKSON","YOUNG & MCQUEEN GRADING CO INC",686900,"WL3","Y007",null,null,"W000",16.239999999999998,null,"","",null,null,null,"V MTN","14","54+77.16 -L-"]
["","","","","","","4","JACKSON","YOUNG & MCQUEEN GRADING CO INC",2013100,"WL4","Y007",null,null,"W000",27.56,null,"","",null,null,null,"V MTN","14","58+00.00 -L-"]
["","","","","","","5","JACKSON","YOUNG & MCQUEEN GRADING CO INC",5177000,"WL5","Y007",null,null,"W000",30.69,null,"","",null,null,null,"V MTN","14","71+70.00 -L-"]
["","","","","","","6","JACKSON","YOUNG & MCQUEEN GRADING CO INC",1336000,"WL6","Y007",null,null,"W000",21.92,null,"","",null,null,null,"V MTN","14","92+10.00 -L-"]
["","","","","","","7","JACKSON","YOUNG & MCQUEEN GRADING CO INC",2171000,"WL7","Y007",null,null,"W000",26,null,"","",null,null,null,"V MTN","14","128+35.00 -L-"]
["","","","","","","8","JACKSON","YOUNG & MCQUEEN GRADING CO INC",250500,"WL8","Y007",null,null,"W000",3,null,"","",null,null,null,"V MTN","14","148+25.00 -L-"]
["","","","","","","9","JACKSON","YOUNG & MCQUEEN GRADING CO INC",584500,"WL9","Y007",null,null,"W000",14.89,null,"","",null,null,null,"V MTN","14","150+50.00 -L-"]
["","","","","","","10","JACKSON","YOUNG & MCQUEEN GRADING CO INC",118669.09,"CV01","Y007",null,5.85,"C001",64,9,"","",null,null,null,"V MTN","14","142+79.00 -L-"]
["","","","","","","11","JACKSON","YOUNG & MCQUEEN GRADING CO INC",122162.04,"CV02","Y007",null,4.34,"C001",64.5,10,"","",null,null,null,"V MTN","14","168+42.00 -L-"]
["","","","","","C203825-TC","1","JACKSON","YOUNG & MCQUEEN GRADING CO INC",465012.78,"RW1","I000",null,2,"",null,null,"","",null,null,null,"V MTN","14",""]
["","","","","","","","","Result",34867171.450000003,"","",3.7690000000000001,null,"",null,null,"","",null,null,null,"","",""]
["","2","","E","C203964","C203964A-RW","1","MARTIN","BARNHILL CONT CO",924233.55,"RW1","",5.4169999999999998,2,"R000",null,null,"","",null,null,null,"COAST","01",""]
["","","","","","C203964B-RW","1","MARTIN","BARNHILL CONT CO",923998.55,"RW1","",null,2,"R000",null,null,"","",null,null,null,"COAST","01",""]
["","","","","","C203964C-RW","1","MARTIN","BARNHILL CONT CO",596257,"RW1","",6.117,2,"R000",null,null,"","",null,null,null,"COAST","01",""]
["","","","","","C203964D-RW","1","MARTIN","BARNHILL CONT CO",1065330.05,"RW1","",5.0659999999999998,2,"R000",null,null,"","",null,null,null,"COAST","01",""]
["","","","","","C203964E-RW","1","MARTIN","BARNHILL CONT CO",1102264.55,"RW1","",null,2,"R000",null,null,"","",null,null,null,"COAST","01",""]
["","","","","","","","","Result",4612083.7,"","",16.600000000000001,null,"",null,null,"","",null,null,null,"","",""]
["","3","R-3826","E","C203830","C203830-EC","1","MARTIN","BARNHILL CONT CO",1014322.5,"RW1","I000",null,3,"",null,null,"","",null,null,null,"COAST","01",""]
["","","","","","C203830-RW","1","MARTIN","BARNHILL CONT CO",6982530.0499999998,"RW1","I000",2.5950000000000002,3,"N200",null,null,"","",null,null,null,"COAST","01",""]
["","","","","","C203830-SG","1","MARTIN","BARNHILL CONT CO",200554.5,"RW1","I000",null,3,"",null,null,"","",null,null,null,"COAST","01",""]
["","","","","","C203830-SI","1","MARTIN","BARNHILL CONT CO",113894.35,"RW1","I000",null,3,"",null,null,"","",null,null,null,"COAST","01",""]
["","","","","","C203830-ST","1","MARTIN","BARNHILL CONT CO",1254190,"CV01","X028",null,20.9,"C001",168,6,"","",null,null,null,"COAST","01","132+51.00 -L-"]
["","","","","","C203830-TC","1","MARTIN","BARNHILL CONT CO",275387.5,"RW1","I000",null,3,"",null,null,"","",null,null,null,"COAST","01",""]
["","","","","","C203830-UT","1","MARTIN","BARNHILL CONT CO",733692.5,"RW1","I000",null,3,"",null,null,"","",null,null,null,"COAST","01",""]
["","","","","","","","","Result",10574571.4,"","",2.5950000000000002,null,"",null,null,"","",null,null,null,"","",""]
["","4","","E","C203963","C203963A-RW","1","ONSLOW","BARNHILL CONT CO",5225752.47,"RW1","",11.188000000000001,5,"R000",null,null,"","",null,null,null,"COAST","03",""]
["","","","","","C203963B-RW","1","ONSLOW","BARNHILL CONT CO",6322472.1699999999,"RW1","",45.012999999999998,2,"R000",null,null,"","",null,null,null,"COAST","03",""]
["","","","","","","","","Result",11548224.640000001,"","",56.201000000000001,null,"",null,null,"","",null,null,null,"","",""]
["","5","R-5023B","E","C202176","C202176-RW","1","ONSLOW","ONSLOW GRADING & PAVING INC",5252573.1900000004,"RW1","I000",2.024,2,"D300",null,null,"","",null,null,null,"COAST","03",""]
["","","","","","C202176-SG","1","ONSLOW","ONSLOW GRADING & PAVING INC",139161.75,"RW1","I000",null,2,"",null,null,"","",null,null,null,"COAST","03",""]
["","","","","","C202176-ST","1","ONSLOW","ONSLOW GRADING & PAVING INC",118148,"CV01","X028",null,2.4700000000000002,"C101",69,6,"","",null,null,null,"COAST","03","87+41.00-L-"]
["","","","","","","","","Result",5509882.9400000004,"","",2.024,null,"",null,null,"","",null,null,null,"","",""]
["","6","","E","C203966","C203966A-RW","1","ANSON","BARNHILL CONT CO",439009.26,"RW1","",1.65,2,"R000",null,null,"","",null,null,null,"PDMT","10",""]
["","","","","","C203966B-RW","1","ANSON","BARNHILL CONT CO",382514.65,"RW1","",1.62,2,"R000",null,null,"","",null,null,null,"PDMT","10",""]
["","","","","","C203966C-RW","1","ANSON","BARNHILL CONT CO",471126.18,"RW1","",0.2,2,"R000",null,null,"","",null,null,null,"PDMT","10",""]
["","","","","","C203966D-RW","1","ANSON","BARNHILL CONT CO",652798.52,"RW1","",8.5,2,"R000",null,null,"","",null,null,null,"PDMT","10",""]
["","","","","","C203966E-RW","1","ANSON","BARNHILL CONT CO",484294.98,"RW1","",1.6,2,"R000",null,null,"","",null,null,null,"PDMT","10",""]
["","","","","","C203966F-RW","1","ANSON","BARNHILL CONT CO",81984.94,"RW1","",1.2,2,"R000",null,null,"","",null,null,null,"PDMT","10",""]
["","","","","","C203966G-RW","1","ANSON","BARNHILL CONT CO",48373.53,"RW1","",0.72299999999999998,2,"R000",null,null,"","",null,null,null,"PDMT","10",""]
["","","","","","C203966H-RW","1","ANSON","BARNHILL CONT CO",96137.95,"RW1","",null,2,"R000",null,null,"","",null,null,null,"PDMT","10",""]
["","","","","","C203966I-RW","1","ANSON","BARNHILL CONT CO",389688.61,"RW1","",null,2,"R000",null,null,"","",null,null,null,"PDMT","10",""]
["","","","","","C203966J-RW","1","ANSON","BARNHILL CONT CO",153742.03,"RW1","",null,2,"R000",null,null,"","",null,null,null,"PDMT","10",""]
["","","","","","","","","Result",3199670.65,"","",15.493,null,"",null,null,"","",null,null,null,"","",""]
["","7","B-5548","E","C203828","C203828-EC","1","CABARRUS","DELLINGER INC",140391.5,"RW1","I000",null,2,"",null,null,"","",null,null,null,"PDMT","10",""]
["","","","","","C203828-RW","1","CABARRUS","DELLINGER INC",1792035.1,"RW1","I000",0.65700000000000003,2,"B812",null,null,"","",null,null,null,"PDMT","10",""]
["","","","","","C203828-SI","1","CABARRUS","DELLINGER INC",11111.43,"RW1","I000",null,2,"",null,null,"","",null,null,null,"PDMT","10",""]
["","","","","","C203828-ST","1","CABARRUS","DELLINGER INC",954372.85,"BR01","X021",3.4000000000000002E-2,null,"15",null,43.25,"845","Q",3,40,181.58,"PDMT","10","29+55.00 -L-"]
["","","","","","C203828-TC","1","CABARRUS","DELLINGER INC",33795.230000000003,"RW1","I000",null,2,"",null,null,"","",null,null,null,"PDMT","10",""]
["","","","","","","","","Result",2931706.11,"","",0.69099999999999995,null,"",null,null,"","",null,null,null,"","",""]
["1/25/2017","1","","E","C203969","C203969-RW","1","CUMBERLAND","SANFORD CONTR INC",1041000,"RW1","I000",9.4E-2,3,"M720",null,null,"","",null,null,null,"COAST","06",""]
["","","","","","","","","Result",1041000,"","",9.4E-2,null,"",null,null,"","",null,null,null,"","",""]
["2/21/2017","1","B-5936","E","C203993","C203875-SI","1","TYRRELL","FLATIRON CONSTRS INC",222659,"RW1","",null,2,"",null,null,"","",null,null,null,"MTN","01",""]
["","","","","","C203875-ST","1","TYRRELL","FLATIRON CONSTRS INC",7390187,"BR01","",2.8279999999999998,null,"15",null,31.416699999999999,"98","A",99,26,14931.84,"MTN","01","BR 7 PRR"]
["","","","","","","2","TYRRELL","FLATIRON CONSTRS INC",8098000,"BR02","",null,null,"15",null,null,"","",null,null,null,"MTN","01","BR 7 SWING SPAN"]
["","","","","","C203875-TC","1","TYRRELL","FLATIRON CONSTRS INC",965883.5,"RW1","",null,2,"M720",null,null,"","",null,null,null,"MTN","01",""]
["","","","","","","","","Result",16676729.5,"","",2.8279999999999998,null,"",null,null,"","",null,null,null,"","",""]
["","2","U-5742","E","C203954","C203954-SG","1","CUMBERLAND","FULCHER ELECT OF FAYETTEVILLE INC",6428191.7599999998,"RW1","Y033",null,null,"M705",null,null,"","",null,null,null,"COAST","06",""]
["","","","","","","","","Result",6428191.7599999998,"","",null,null,"",null,null,"","",null,null,null,"","",""]
["","3","I-5765","E","C203929","C203929-RW","1","DAVIE","APAC - ATLANTIC INC THOMPSON ARTHUR DI",27321579.879999999,"RW1","I000",6.3,4,"RH10",null,null,"","",null,null,null,"PDMT","09",""]
["","","","","","C203929-ST","1","DAVIE","APAC - ATLANTIC INC THOMPSON ARTHUR DI",342821.55,"BR01","X081",3.4099999999999998E-2,null,"15",null,42,"745","I",3,40,180.83330000000001,"PDMT","09","BRIDGE 61"]
["","","","","","","2","DAVIE","APAC - ATLANTIC INC THOMPSON ARTHUR DI",291821.55,"BR02","X081",null,null,"15",null,42,"745","I",3,40,180.83330000000001,"PDMT","09","BRIDGE 62"]
["","","","","","","3","DAVIE","APAC - ATLANTIC INC THOMPSON ARTHUR DI",268637.90000000002,"BR03","X081",2.29E-2,null,"15",null,42,"736","I",3,40,120.91670000000001,"PDMT","09","BRIDGE 74"]
["","","","","","","4","DAVIE","APAC - ATLANTIC INC THOMPSON ARTHUR DI",253132.9,"BR04","X081",null,null,"15",null,42,"736","I",3,40,120.91670000000001,"PDMT","09","BRIDGE 75"]
["","","","","","C203929-TC","1","DAVIE","APAC - ATLANTIC INC THOMPSON ARTHUR DI",1212686.51,"RW1","I000",null,4,"RH10",null,null,"","",null,null,null,"PDMT","09",""]
["","","","","","","","","Result",29690680.289999999,"","",6.3570000000000002,null,"",null,null,"","",null,null,null,"","",""]
["","4","U-4910A","E","C203661","C203661A-EC","1","CABARRUS","BLYTHE DEV CO",1401822,"RW1","I000",null,4,"",null,null,"","",null,null,null,"PDMT","10",""]
["","","","","","C203661A-RW","1","CABARRUS","BLYTHE DEV CO",11417260.560000001,"RW1","I000",2.3290000000000002,4,"D351",null,null,"","",null,null,null,"PDMT","10",""]
["","","","","","C203661A-SG","1","CABARRUS","BLYTHE DEV CO",671623.75,"RW1","I000",null,4,"",null,null,"","",null,null,null,"PDMT","10",""]
["","","","","","C203661A-SI","1","CABARRUS","BLYTHE DEV CO",76685.98,"RW1","I000",null,4,"",null,null,"","",null,null,null,"PDMT","10",""]
["","","","","","C203661A-ST","1","CABARRUS","BLYTHE DEV CO",410617.5,"CV01","X788",6.3E-3,12.2,"C003",153.75,10,"","",null,null,null,"PDMT","10","124+11.00-L-"]
["","","","","","","2","CABARRUS","BLYTHE DEV CO",1121344.3999999999,"WL1","Y007",null,null,"W001",12.14,null,"","",null,null,null,"PDMT","10","172+15.00 -L-"]
["","","","","","","3","CABARRUS","BLYTHE DEV CO",16233.4,"WL2","Y007",null,null,"W001",5.54,null,"","",null,null,null,"PDMT","10","185+75.66 -L-"]
["","","","","","","4","CABARRUS","BLYTHE DEV CO",2818507.45,"BR01","X081",4.6399999999999997E-2,null,"15",null,104.58329999999999,"754","Q",3,91,245,"PDMT","10","147+80.00-L-"]
["","","","","","C203661A-TC","1","CABARRUS","BLYTHE DEV CO",233055.12,"RW1","I000",null,4,"",null,null,"","",null,null,null,"PDMT","10",""]
["","","","","","C203661A-UT","1","CABARRUS","BLYTHE DEV CO",1275114.3,"RW1","I000",null,4,"",null,null,"","",null,null,null,"PDMT","10",""]
["","","","","","","","","Result",19442264.460000001,"","",2.3816999999999999,null,"",null,null,"","",null,null,null,"","",""]
["","5","B-5383","E","C203848","C203848-EC","1","AVERY","JAMES R VANNOY & SONS CONST CO",84329.69,"RW1","",null,2,"",null,null,"","",null,null,null,"V MTN","11",""]
["","","","","","C203848-RW","1","AVERY","JAMES R VANNOY & SONS CONST CO",259287.59,"RW1","",8.4000000000000005E-2,2,"B812",null,null,"","",null,null,null,"V MTN","11",""]
["","","","","","C203848-ST","1","AVERY","JAMES R VANNOY & SONS CONST CO",507342.29,"BR01","X081",1.7500000000000002E-2,null,"15",null,27,"718","A",2,24.75,92.375,"V MTN","11","12+71.00 -L-"]
["","","","","","C203848-TC","1","AVERY","JAMES R VANNOY & SONS CONST CO",14052.98,"RW1","",null,2,"",null,null,"","",null,null,null,"V MTN","11",""]
["","","","","","","","","Result",865012.55,"","",0.10150000000000001,null,"",null,null,"","",null,null,null,"","",""]
["","7","I-5809","E","C203870","C203870-RW","1","MCDOWELL","MAYMEAD INC",4601612.57,"RW1","I000",6.57,4,"RH10",null,null,"","",null,null,null,"MTN","13",""]
["","","","","","C203870-ST","1","MCDOWELL","MAYMEAD INC",449513.47,"BR01","X231",3.3000000000000002E-2,null,"11",null,36,"336","I",3,48.31,174,"MTN","13","BRIDGE 138 (EBL)"]
["","","","","","","2","MCDOWELL","MAYMEAD INC",378704.44,"BR02","X231",null,null,"11",null,36,"336","I",3,48.24,174,"MTN","13","BRIDGE 143 (WBL)"]
["","","","","","","3","MCDOWELL","MAYMEAD INC",468998.64,"BR03","X231",4.4999999999999998E-2,null,"11",null,43.082999999999998,"433","A",5,40.29,240,"MTN","13","BRIDGE 146 (EBL)"]
["","","","","","","4","MCDOWELL","MAYMEAD INC",481888.4,"BR04","X231",null,null,"11",null,43.082999999999998,"333","A",5,40.15,240,"MTN","13","BRIDGE 149 (WBL)"]
["","","","","","","5","MCDOWELL","MAYMEAD INC",406539.5,"BR05","X231",3.6999999999999998E-2,null,"11",null,51.082999999999998,"336","I",4,48.18,194,"MTN","13","BRIDGE 151 (EBL)"]
["","","","","","","6","MCDOWELL","MAYMEAD INC",361057.12,"BR06","X231",null,null,"11",null,43.083300000000001,"333","I",4,40.119999999999997,194,"MTN","13","BRIDGE 152 (WBL)"]
["","","","","","","7","MCDOWELL","MAYMEAD INC",432069.5,"BR07","X281",3.9E-2,null,"11",null,45.082999999999998,"745","I",4,42.26,208,"MTN","13","BRIDGE 155 (WBL)"]
["","","","","","","","","Result",7580383.6399999997,"","",6.7240000000000002,null,"",null,null,"","",null,null,null,"","",""]
["","8","I-5766","E","C203967","C203967-RW","1","FORSYTH","THE LANE CONST CORP",12384965,"RW1","I000",1.246,6,"M720",null,null,"","",null,null,null,"PDMT","09",""]
["","","","","","","","","Result",12384965,"","",1.246,null,"",null,null,"","",null,null,null,"","",""]
["","9","","E","C203998","C203998-RW","1","CALDWELL","RE BURNS & SONS CO INC",3209934,"RW1","",0.189,2,"M720",null,null,"","",null,null,null,"MTN","11",""]
["","","","","","","","","Result",3209934,"","",0.189,null,"",null,null,"","",null,null,null,"","",""]
["3/21/2017","1","B-5937","E","C203930","C203930-SI","1","DARE","FLATIRON CONSTRS INC",1103408.8999999999,"RW1","",null,null,"",null,null,"","",null,null,null,"COAST","01",""]
["","","","","","C203930-ST","1","DARE","FLATIRON CONSTRS INC",19679463.100000001,"BR01","X080",2.83,null,"15",null,33.25,"745","A",null,28,14867,"COAST","01","BRIDGE 16"]
["","","","","","C203930-TC","1","DARE","FLATIRON CONSTRS INC",290119.55,"RW1","",null,null,"",null,null,"","",null,null,null,"COAST","01",""]
["","","","","","","","","Result",21072991.550000001,"","",2.83,null,"",null,null,"","",null,null,null,"","",""]
["","2","B-4655","E","C203876","C203876-EC","1","WAKE","FSC II LLC DBA FRED SMITH CO",31960,"RW1","",null,2,"",null,null,"","",null,null,null,"PDMT","05",""]
["","","","","","C203876-RW","1","WAKE","FSC II LLC DBA FRED SMITH CO",484346,"RW1","",0.17100000000000001,2,"B810",null,null,"","",null,null,null,"PDMT","05",""]
["","","","","","C203876-SI","1","WAKE","FSC II LLC DBA FRED SMITH CO",8024,"RW1","",null,2,"",null,null,"","",null,null,null,"PDMT","05",""]
["","","","","","C203876-ST","1","WAKE","FSC II LLC DBA FRED SMITH CO",474086,"BR01","X080",1.7000000000000001E-2,null,"15",null,33,"729","A",1,30.5,87.328100000000006,"PDMT","05","18+35.50 -L-"]
["","","","","","C203876-TC","1","WAKE","FSC II LLC DBA FRED SMITH CO",12084,"RW1","",null,2,"",null,null,"","",null,null,null,"PDMT","05",""]
["","","","","","","","","Result",1010500,"","",0.188,null,"",null,null,"","",null,null,null,"","",""]
["","3","B-5333","E","C203877","C203877-EC","1","ROBESON","S T WOOTEN CORP",69305,"RW1","I000",null,2,"",null,null,"","",null,null,null,"COAST","06",""]
["","","","","","C203877-RW","1","ROBESON","S T WOOTEN CORP",438876,"RW1","I000",0.66900000000000004,2,"B810",null,null,"","",null,null,null,"COAST","06",""]
["","","","","","C203877-SI","1","ROBESON","S T WOOTEN CORP",11057.52,"RW1","I000",null,2,"",null,null,"","",null,null,null,"COAST","06",""]
["","","","","","C203877-ST","1","ROBESON","S T WOOTEN CORP",758107.25,"BR01","X080",4.7899999999999998E-2,null,"15",null,33,"721","A",5,30.833300000000001,252.75,"COAST","06","21+57.00 -L-"]
["","","","","","","2","ROBESON","S T WOOTEN CORP",462186.75,"BR02","X008",2.5100000000000001E-2,null,"15",null,36,"721","A",3,33.833300000000001,132.5,"COAST","06","37+28.50 -L-"]
["","","","","","C203877-TC","1","ROBESON","S T WOOTEN CORP",5802.6,"RW1","I000",null,2,"",null,null,"","",null,null,null,"COAST","06",""]
["","","","","","C203877-UT","1","ROBESON","S T WOOTEN CORP",194716.5,"RW1","I000",null,2,"",null,null,"","",null,null,null,"COAST","06",""]
["","","","","","","","","Result",1940051.62,"","",0.74199999999999999,null,"",null,null,"","",null,null,null,"","",""]
["","4","","E","C203971","C203971A-RW","1","MONTGOMERY","J T RUSSELL & SONS INC",406594.68,"RW1","",3.177,2,"R000",null,null,"","",null,null,null,"PDMT","08",""]
["","","","","","C203971B-RW","1","RANDOLPH","J T RUSSELL & SONS INC",248601.09,"RW1","",1.774,2,"R000",null,null,"","",null,null,null,"PDMT","08",""]
["","","","","","C203971C-RW","1","MONTGOMERY","J T RUSSELL & SONS INC",559529.28,"RW1","",6.6680000000000001,2,"R000",null,null,"","",null,null,null,"PDMT","08",""]
["","","","","","","","","Result",1214725.05,"","",11.619,null,"",null,null,"","",null,null,null,"","",""]
["","5","","E","C203992","C203992A-RW","1","CHATHAM","S T WOOTEN CORP",1311504.25,"RW1","",10.19,2,"R000",null,null,"","",null,null,null,"PDMT","08",""]
["","","","","","C203992B-RW","1","LEE","S T WOOTEN CORP",252341.75,"RW1","",1.623,2,"R000",null,null,"","",null,null,null,"PDMT","08",""]
["","","","","","","","","Result",1563846,"","",11.813000000000001,null,"",null,null,"","",null,null,null,"","",""]
["","6","","E","C203995","C203995A-RW","1","RICHMOND","HUDSON PAVING INC",856825.17,"RW1","",6.26,2,"R000",null,null,"","",null,null,null,"PDMT","08",""]
["","","","","","C203995B-RW","1","SCOTLAND","HUDSON PAVING INC",577551.85,"RW1","",13.1,2,"R000",null,null,"","",null,null,null,"PDMT","08",""]
["","","","","","C203995C-RW","1","HOKE","HUDSON PAVING INC",600345.13,"RW1","",4.4749999999999996,2,"R000",null,null,"","",null,null,null,"PDMT","08",""]
["","","","","","C203995D-RW","1","RICHMOND","HUDSON PAVING INC",686728.72,"RW1","",6.2,2,"R000",null,null,"","",null,null,null,"PDMT","08",""]
["","","","","","C203995E-RW","1","SCOTLAND","HUDSON PAVING INC",225431.93,"RW1","",1.97,2,"R000",null,null,"","",null,null,null,"PDMT","08",""]
["","","","","","","","","Result",2946882.8,"","",32.005000000000003,null,"",null,null,"","",null,null,null,"","",""]
["","7","","E","C204001","C204001A-RW","1","DAVIDSON","J T RUSSELL & SONS INC",4137075.15,"RW1","",16.751999999999999,2,"R000",null,null,"","",null,null,null,"PDMT","09",""]
["","","","","","C204001B-RW","1","DAVIDSON","J T RUSSELL & SONS INC",1706631.26,"RW1","",12.489000000000001,2,"R000",null,null,"","",null,null,null,"PDMT","09",""]
["","","","","","","","","Result",5843706.4100000001,"","",29.241,null,"",null,null,"","",null,null,null,"","",""]
["","8","","E","C203996","C203996A-RW","1","FORSYTH","APAC - ATLANTIC INC THOMPSON ARTHUR DI",3512770.7,"RW1","",20.067,2,"R000",null,null,"","",null,null,null,"PDMT","09",""]
["","","","","","C203996B-RW","1","FORSYTH","APAC - ATLANTIC INC THOMPSON ARTHUR DI",2769447.33,"RW1","",15.82,2,"R000",null,null,"","",null,null,null,"PDMT","09",""]
["","","","","","","","","Result",6282218.0300000003,"","",35.887,null,"",null,null,"","",null,null,null,"","",""]
["","9","","E","C203997","C203997A-RW","1","UNION","LYNCHES RIVER CONT INC",38967.519999999997,"RW1","",0.1,2,"R000",null,null,"","",null,null,null,"PDMT","10",""]
["","","","","","C203997B-RW","1","UNION","LYNCHES RIVER CONT INC",444080.3,"RW1","",2.1,2,"R000",null,null,"","",null,null,null,"PDMT","10",""]
["","","","","","C203997C-RW","1","UNION","LYNCHES RIVER CONT INC",225285.82,"RW1","",0.52500000000000002,2,"R000",null,null,"","",null,null,null,"PDMT","10",""]
["","","","","","C203997D-RW","1","UNION","LYNCHES RIVER CONT INC",1103103.94,"RW1","",3.71,2,"R000",null,null,"","",null,null,null,"PDMT","10",""]
["","","","","","C203997E-RW","1","UNION","LYNCHES RIVER CONT INC",402677.09,"RW1","",1.48,2,"R000",null,null,"","",null,null,null,"PDMT","10",""]
["","","","","","C203997F-RW","1","UNION","LYNCHES RIVER CONT INC",538881.68999999994,"RW1","",2,2,"R000",null,null,"","",null,null,null,"PDMT","10",""]
["","","","","","C203997G-RW","1","UNION","LYNCHES RIVER CONT INC",308679,"RW1","",1.1399999999999999,2,"R000",null,null,"","",null,null,null,"PDMT","10",""]
["","","","","","C203997H-RW","1","UNION","LYNCHES RIVER CONT INC",834930.74,"RW1","",3.95,2,"R000",null,null,"","",null,null,null,"PDMT","10",""]
["","","","","","C203997I-RW","1","UNION","LYNCHES RIVER CONT INC",393753.44,"RW1","",1.5,2,"R000",null,null,"","",null,null,null,"PDMT","10",""]
["","","","","","","","","Result",4290359.54,"","",16.504999999999999,null,"",null,null,"","",null,null,null,"","",""]
["","10","","E","C204000","C204000A-RW","1","UNION","LYNCHES RIVER CONT INC",940929.22,"RW1","",4.0599999999999996,2,"R000",null,null,"","",null,null,null,"PDMT","10",""]
["","","","","","C204000B-RW","1","UNION","LYNCHES RIVER CONT INC",802923.68,"RW1","",3.09,2,"R000",null,null,"","",null,null,null,"PDMT","10",""]
["","","","","","C204000C-RW","1","MECKLENBURG","LYNCHES RIVER CONT INC",40504.43,"RW1","",0.56000000000000005,2,"R000",null,null,"","",null,null,null,"PDMT","10",""]
["","","","","","C204000D-RW","1","UNION","LYNCHES RIVER CONT INC",90739.18,"RW1","",1.2,2,"R000",null,null,"","",null,null,null,"PDMT","10",""]
["","","","","","C204000E-RW","1","UNION","LYNCHES RIVER CONT INC",101846.93,"RW1","",1.17,2,"R000",null,null,"","",null,null,null,"PDMT","10",""]
["","","","","","C204000F-RW","1","UNION","LYNCHES RIVER CONT INC",301457.28000000003,"RW1","",1.21,2,"R000",null,null,"","",null,null,null,"PDMT","10",""]
["","","","","","C204000G-RW","1","UNION","LYNCHES RIVER CONT INC",139866.57999999999,"RW1","",0.63,2,"R000",null,null,"","",null,null,null,"PDMT","10",""]
["","","","","","C204000H-RW","1","UNION","LYNCHES RIVER CONT INC",261432.18,"RW1","",3.27,2,"R000",null,null,"","",null,null,null,"PDMT","10",""]
["","","","","","C204000I-RW","1","UNION","LYNCHES RIVER CONT INC",511151.73,"RW1","",3,2,"R000",null,null,"","",null,null,null,"PDMT","10",""]
["","","","","","C204000J-RW","1","UNION","LYNCHES RIVER CONT INC",686780.58,"RW1","",3,2,"R000",null,null,"","",null,null,null,"PDMT","10",""]
["","","","","","C204000K-RW","1","UNION","LYNCHES RIVER CONT INC",252373.18,"RW1","",2.9,2,"R000",null,null,"","",null,null,null,"PDMT","10",""]
["","","","","","C204000L-RW","1","UNION","LYNCHES RIVER CONT INC",172782.43,"RW1","",2.36,2,"R000",null,null,"","",null,null,null,"PDMT","10",""]
["","","","","","C204000M-RW","1","UNION","LYNCHES RIVER CONT INC",101132.97,"RW1","",1.3,2,"R000",null,null,"","",null,null,null,"PDMT","10",""]
["","","","","","C204000N-RW","1","UNION","LYNCHES RIVER CONT INC",462630.25,"RW1","",null,2,"R000",null,null,"","",null,null,null,"PDMT","10",""]
["","","","","","C204000O-RW","1","UNION","LYNCHES RIVER CONT INC",315632.65000000002,"RW1","",null,2,"R000",null,null,"","",null,null,null,"PDMT","10",""]
["","","","","","C204000P-RW","1","UNION","LYNCHES RIVER CONT INC",334473.55,"RW1","",null,2,"R000",null,null,"","",null,null,null,"PDMT","10",""]
["","","","","","C204000Q-RW","1","UNION","LYNCHES RIVER CONT INC",175633.55,"RW1","",null,2,"R000",null,null,"","",null,null,null,"PDMT","10",""]
["","","","","","C204000R-RW","1","UNION","LYNCHES RIVER CONT INC",77277.55,"RW1","",null,2,"R000",null,null,"","",null,null,null,"PDMT","10",""]
["","","","","","C204000S-RW","1","UNION","LYNCHES RIVER CONT INC",145222.95000000001,"RW1","",null,2,"R000",null,null,"","",null,null,null,"PDMT","10",""]
["","","","","","","","","Result",5914790.8700000001,"","",27.75,null,"",null,null,"","",null,null,null,"","",""]
["","11","","E","C204002","C204002A-RW","1","CABARRUS","J T RUSSELL & SONS INC",573241.30000000005,"RW1","",2,4,"R000",null,null,"","",null,null,null,"PDMT","10",""]
["","","","","","C204002B-RW","1","CABARRUS","J T RUSSELL & SONS INC",569551.99,"RW1","",null,4,"R000",null,null,"","",null,null,null,"PDMT","10",""]
["","","","","","C204002C-RW","1","CABARRUS","J T RUSSELL & SONS INC",653472.05000000005,"RW1","",2.1,2,"R000",null,null,"","",null,null,null,"PDMT","10",""]
["","","","","","C204002D-RW","1","CABARRUS","J T RUSSELL & SONS INC",249838.2,"RW1","",0.93,2,"R000",null,null,"","",null,null,null,"PDMT","10",""]
["","","","","","C204002E-RW","1","CABARRUS","J T RUSSELL & SONS INC",52735.55,"RW1","",0.35,2,"R000",null,null,"","",null,null,null,"PDMT","10",""]
["","","","","","C204002F-RW","1","CABARRUS","J T RUSSELL & SONS INC",46089.65,"RW1","",0.33,2,"R000",null,null,"","",null,null,null,"PDMT","10",""]
["","","","","","C204002G-RW","1","CABARRUS","J T RUSSELL & SONS INC",441805.88,"RW1","",1.97,2,"R000",null,null,"","",null,null,null,"PDMT","10",""]
["","","","","","C204002H-RW","1","CABARRUS","J T RUSSELL & SONS INC",26437.35,"RW1","",0.16,2,"R000",null,null,"","",null,null,null,"PDMT","10",""]
["","","","","","C204002I-RW","1","CABARRUS","J T RUSSELL & SONS INC",98308.14,"RW1","",0.22,2,"R000",null,null,"","",null,null,null,"PDMT","10",""]
["","","","","","C204002J-RW","1","CABARRUS","J T RUSSELL & SONS INC",111467.36,"RW1","",0.35,2,"R000",null,null,"","",null,null,null,"PDMT","10",""]
["","","","","","C204002K-RW","1","CABARRUS","J T RUSSELL & SONS INC",98067.23,"RW1","",0.35,2,"R000",null,null,"","",null,null,null,"PDMT","10",""]
["","","","","","C204002L-RW","1","CABARRUS","J T RUSSELL & SONS INC",829918.04,"RW1","",3.2,2,"R000",null,null,"","",null,null,null,"PDMT","10",""]
["","","","","","C204002M-RW","1","CABARRUS","J T RUSSELL & SONS INC",518608.69,"RW1","",2.25,2,"R000",null,null,"","",null,null,null,"PDMT","10",""]
["","","","","","C204002N-RW","1","CABARRUS","J T RUSSELL & SONS INC",164816.70000000001,"RW1","",0.8,2,"R000",null,null,"","",null,null,null,"PDMT","10",""]
["","","","","","C204002O-RW","1","CABARRUS","J T RUSSELL & SONS INC",147140.70000000001,"RW1","",1.31,2,"R000",null,null,"","",null,null,null,"PDMT","10",""]
["","","","","","C204002P-RW","1","CABARRUS","J T RUSSELL & SONS INC",159348.65,"RW1","",0.45,2,"R000",null,null,"","",null,null,null,"PDMT","10",""]
["","","","","","C204002Q-RW","1","CABARRUS","J T RUSSELL & SONS INC",372976.48,"RW1","",1.45,2,"R000",null,null,"","",null,null,null,"PDMT","10",""]
["","","","","","C204002R-RW","1","CABARRUS","J T RUSSELL & SONS INC",139479.29999999999,"RW1","",1.27,2,"R000",null,null,"","",null,null,null,"PDMT","10",""]
["","","","","","C204002S-RW","1","CABARRUS","J T RUSSELL & SONS INC",329976.65000000002,"RW1","",2.97,2,"R000",null,null,"","",null,null,null,"PDMT","10",""]
["","","","","","C204002T-RW","1","CABARRUS","J T RUSSELL & SONS INC",153110.1,"RW1","",null,2,"R000",null,null,"","",null,null,null,"PDMT","10",""]
["","","","","","C204002U-RW","1","CABARRUS","J T RUSSELL & SONS INC",274488.55,"RW1","",null,2,"R000",null,null,"","",null,null,null,"PDMT","10",""]
["","","","","","C204002V-RW","1","CABARRUS","J T RUSSELL & SONS INC",174739.1,"RW1","",null,2,"R000",null,null,"","",null,null,null,"PDMT","10",""]
["","","","","","C204002W-RW","1","CABARRUS","J T RUSSELL & SONS INC",52464.1,"RW1","",null,2,"R000",null,null,"","",null,null,null,"PDMT","10",""]
["","","","","","","","","Result",6238081.7599999998,"","",22.46,null,"",null,null,"","",null,null,null,"","",""]
["","12","I-5894","E","C203934","C203934-RW","1","GASTON","BLYTHE CONST INC",8271065.7199999997,"RW1","",5.6,8,"RH11",null,null,"","",null,null,null,"PDMT","12",""]
["","","","","","C203934-ST","1","GASTON","BLYTHE CONST INC",1563885.1,"BR01","X031",0.182,null,"15",null,110.83329999999999,"436","N",14,107.9999,921.25,"PDMT","12","BRIDGE 143"]
["","","","","","","2","GASTON","BLYTHE CONST INC",2576204.0499999998,"BR02","X041",0.20699999999999999,null,"15",null,150.83330000000001,"672","N",11,147.9999,1072.9167,"PDMT","12","BRIDGE 159"]
["","","","","","","","","Result",12411154.869999999,"","",5.9889999999999999,null,"",null,null,"","",null,null,null,"","",""]
["","13","B-5397","E","C203847","C203847-EC","1","RUTHERFORD","CLARK LEDBETTER GRADING & HAULING INC",42912.5,"RW1","I000",null,2,"",null,null,"","",null,null,null,"MTN","13",""]
["","","","","","C203847-RW","1","RUTHERFORD","CLARK LEDBETTER GRADING & HAULING INC",307635,"RW1","I000",0.11799999999999999,2,"B810",null,null,"","",null,null,null,"MTN","13",""]
["","","","","","C203847-SI","1","RUTHERFORD","CLARK LEDBETTER GRADING & HAULING INC",9110,"RW1","I000",null,2,"",null,null,"","",null,null,null,"MTN","13",""]
["","","","","","C203847-ST","1","RUTHERFORD","CLARK LEDBETTER GRADING & HAULING INC",459485.95,"BR01","X081",1.9400000000000001E-2,null,"15",null,33,"733","",1,30.5,102.333,"MTN","13","15+40.00 -L-"]
["","","","","","C203847-TC","1","RUTHERFORD","CLARK LEDBETTER GRADING & HAULING INC",10702,"RW1","I000",null,2,"",null,null,"","",null,null,null,"MTN","13",""]
["","","","","","","","","Result",829845.45,"","",0.13739999999999999,null,"",null,null,"","",null,null,null,"","",""]
["","14","I-5892","E","C203873","C203873-RW","1","BUNCOMBE","HARRISON CONST CO DIV O",5950590.0999999996,"RW1","I000",5.7,4,"RH10",null,null,"","",null,null,null,"MTN","13",""]
["","","","","","C203873-ST","1","BUNCOMBE","HARRISON CONST CO DIV O",363367,"BR01","X231",2.8000000000000001E-2,null,"11",null,42.5,"433","I",3,40,147.75,"MTN","13","BRIDGE 412 WBL"]
["","","","","","","2","BUNCOMBE","HARRISON CONST CO DIV O",359247,"BR02","X231",null,null,"11",null,42.5,"433","I",3,40,147.75,"MTN","13","BRIDGE 415 EBL"]
["","","","","","","3","BUNCOMBE","HARRISON CONST CO DIV O",637860,"BR03","X231",3.1E-2,null,"11",null,42.5,"433","I",3,40,161.5677,"MTN","13","BRIDGE 421 WBL"]
["","","","","","","4","BUNCOMBE","HARRISON CONST CO DIV O",528748,"BR04","X231",null,null,"11",null,42.5,"433","I",3,40,153.9427,"MTN","13","BRIDGE 422 EBL"]
["","","","","","","5","BUNCOMBE","HARRISON CONST CO DIV O",1815521,"BR06","X231",7.5999999999999998E-2,null,"11",null,82.5,"544","I",5,77.666700000000006,402,"MTN","13","BRIDGE 429"]
["","","","","","","6","BUNCOMBE","HARRISON CONST CO DIV O",90750,"BR05","X231",2.7E-2,null,"11",null,92.083299999999994,"665","",1,85,140.25,"MTN","13","BRIDGE 827"]
["","","","","","","","","Result",9746083.0999999996,"","",5.8620000000000001,null,"",null,null,"","",null,null,null,"","",""]
["3/28/2017","1","B-4950","E","C203904","C203904-RW","1","CUMBERLAND","SMITH-ROWE LLC",952155.17,"RW1","",0.19700000000000001,2,"M720",null,null,"","",null,null,null,"COAST","06",""]
["","","","","","","","","Result",952155.17,"","",0.19700000000000001,null,"",null,null,"","",null,null,null,"","",""]
["","","B-5691","E","C203904","C203999-RW","1","SAMPSON","SMITH-ROWE LLC",1771404.59,"RW1","",0.12,2,"M720",null,null,"","",null,null,null,"COAST","06",""]
["","","","","","","","","Result",1771404.59,"","",0.12,null,"",null,null,"","",null,null,null,"","",""]
["4/6/2017","1","","E","C204005","C204005-RW","1","COLUMBUS","THE TARA GROUP OF LUMBERTON INC",574020,"RW1","I000",8.8999999999999996E-2,2,"M720",null,null,"","",null,null,null,"COAST","06",""]
["","","","","","","","","Result",574020,"","",8.8999999999999996E-2,null,"",null,null,"","",null,null,null,"","",""]
["4/18/2017","1","B-5938","E","C203925","C203925-ST","1","CARTERET","FREYSSINET INC",8954258.0899999999,"BR01","X081",0.74,null,"15",null,61.083300000000001,"100","Q",49,58,3918,"COAST","02","STR 68"]
["","","","","","C203925-TC","1","CARTERET","FREYSSINET INC",1377650.1,"RW1","",null,4,"",null,null,"","",null,null,null,"COAST","02",""]
["","","","","","","","","Result",10331908.189999999,"","",0.74,null,"",null,null,"","",null,null,null,"","",""]
["","","B-5939","E","C203925","C203926-ST","1","CARTERET","FREYSSINET INC",4380024.1399999997,"BR01","X081",0.87,null,"15",null,36.5,"100","D",59,34,4613,"COAST","02","STR 6"]
["","","","","","C203926-TC","1","CARTERET","FREYSSINET INC",559781,"RW1","",null,4,"",null,null,"","",null,null,null,"COAST","02",""]
["","","","","","","","","Result",4939805.1399999997,"","",0.87,null,"",null,null,"","",null,null,null,"","",""]
["","2","B-5166","E","C203902","C203902-EC","1","GRANVILLE","FSC II LLC DBA FRED SMITH CO",16555,"RW1","",null,2,"",null,null,"","",null,null,null,"PDMT","05",""]
["","","","","","C203902-RW","1","GRANVILLE","FSC II LLC DBA FRED SMITH CO",339994,"RW1","",0.14699999999999999,2,"B810",null,null,"","",null,null,null,"PDMT","05",""]
["","","","","","C203902-SI","1","GRANVILLE","FSC II LLC DBA FRED SMITH CO",10290,"RW1","",null,2,"",null,null,"","",null,null,null,"PDMT","05",""]
["","","","","","C203902-ST","1","GRANVILLE","FSC II LLC DBA FRED SMITH CO",595188,"BR01","X080",2.3E-2,null,"15",null,33,"722","Q",2,30.833300000000001,122.375,"PDMT","05","16+34.00 -L-"]
["","","","","","C203902-TC","1","GRANVILLE","FSC II LLC DBA FRED SMITH CO",6973,"RW1","",null,2,"",null,null,"","",null,null,null,"PDMT","05",""]
["","","","","","","","","Result",969000,"","",0.17,null,"",null,null,"","",null,null,null,"","",""]
["","3","W-5520","E","C203788","C203788-RW","1","UNION","SEALAND CONTR CORP",9544080.0899999999,"RW1","I000",2.4710000000000001,4,"M720",null,null,"","",null,null,null,"PDMT","10",""]
["","","","","","","","","Result",9544080.0899999999,"","",2.4710000000000001,null,"",null,null,"","",null,null,null,"","",""]
["","4","","E","C204008","C204008A-RW","1","CLEVELAND","ASPHALT PAVING OF SHELBY INC",2964851,"RW1","",7.3,4,"R000",null,null,"","",null,null,null,"MTN","12",""]
["","","","","","C204008B-RW","1","CLEVELAND","ASPHALT PAVING OF SHELBY INC",3182668.37,"RW1","",24.53,2,"R000",null,null,"","",null,null,null,"MTN","12",""]
["","","","","","","","","Result",6147519.3700000001,"","",31.83,null,"",null,null,"","",null,null,null,"","",""]
["","5","R-3100A","E","C203800","C203800-EC","1","CATAWBA","BLYTHE DEV CO",3793321.96,"RW1","I000",null,4,"",null,null,"","",null,null,null,"PDMT","12",""]
["","","","","","C203800-RW","1","CATAWBA","BLYTHE DEV CO",31031273.48,"RW1","I000",8.0449999999999999,4,"D320",null,null,"","",null,null,null,"PDMT","12",""]
["","","","","","C203800-SG","1","CATAWBA","BLYTHE DEV CO",445198,"RW1","I000",null,4,"",null,null,"","",null,null,null,"PDMT","12",""]
["","","","","","C203800-SI","1","CATAWBA","BLYTHE DEV CO",369287.2,"RW1","I000",null,4,"",null,null,"","",null,null,null,"PDMT","12",""]
["","","","","","C203800-ST","1","CATAWBA","BLYTHE DEV CO",175907.06,"CV01","Y007",null,15.81,"C001",155.25,7,"","",null,null,null,"PDMT","12","47+57.00 -L-"]
["","","","","","","2","CATAWBA","BLYTHE DEV CO",287108.56,"CV02","Y007",null,10.52,"C002",130,9,"","",null,null,null,"PDMT","12","165+35.00 -L-"]
["","","","","","","3","CATAWBA","BLYTHE DEV CO",313543.67999999999,"CV03","Y007",null,12.05,"C002",137.75,9,"","",null,null,null,"PDMT","12","168+23.00 -L-"]
["","","","","","","4","CATAWBA","BLYTHE DEV CO",305245.76,"CV04","Y007",null,27.8,"C001",301.5,7,"","",null,null,null,"PDMT","12","230+73.00 -L-"]
["","","","","","","5","CATAWBA","BLYTHE DEV CO",152361.67000000001,"CV05","Y007",null,14.75,"C001",153.5,6,"","",null,null,null,"PDMT","12","28+98.00 -L-"]
["","","","","","","6","CATAWBA","BLYTHE DEV CO",199360.24,"CV06","Y007",null,9.61,"C001",157.83000000000001,10,"","",null,null,null,"PDMT","12","43+58.00 -L-"]
["","","","","","","7","CATAWBA","BLYTHE DEV CO",134641.68,"CV07","Y007",null,12.39,"C001",136.5,7,"","",null,null,null,"PDMT","12","192+97.00 -L-"]
["","","","","","","8","CATAWBA","BLYTHE DEV CO",894071.06,"WL1","Y007",null,null,"W001",13.8,null,"","",null,null,null,"PDMT","12","47+57.00 -L-"]
["","","","","","C203800-TC","1","CATAWBA","BLYTHE DEV CO",727387.6,"RW1","I000",null,4,"",null,null,"","",null,null,null,"PDMT","12",""]
["","","","","","C203800-UT","1","CATAWBA","BLYTHE DEV CO",231623.73,"RW1","I000",null,4,"",null,null,"","",null,null,null,"PDMT","12",""]
["","","","","","","2","CATAWBA","BLYTHE DEV CO",98118.35,"RW1","NPAR",null,4,"",null,null,"","",null,null,null,"PDMT","12",""]
["","","","","","","3","CATAWBA","BLYTHE DEV CO",2369259.7599999998,"RW1","NPAR",null,4,"",null,null,"","",null,null,null,"PDMT","12",""]
["","","","","","","","","Result",41527709.789999999,"","",8.0449999999999999,null,"",null,null,"","",null,null,null,"","",""]
["","6","I-5000","E","C203846","C203846-EC","1","GASTON","TRIANGLE GRADING & PAVING INC",875711.38,"RW1","I000",null,5,"",null,null,"","",null,null,null,"PDMT","12",""]
["","","","","","C203846-LI","1","GASTON","TRIANGLE GRADING & PAVING INC",382680.25,"RW1","I000",null,5,"",null,null,"","",null,null,null,"PDMT","12",""]
["","","","","","C203846-RW","1","GASTON","TRIANGLE GRADING & PAVING INC",9477891.25,"RW1","I000",0.64400000000000002,5,"I604",null,null,"","",null,null,null,"PDMT","12",""]
["","","","","","C203846-SG","1","GASTON","TRIANGLE GRADING & PAVING INC",630396,"RW1","I000",null,5,"",null,null,"","",null,null,null,"PDMT","12",""]
["","","","","","C203846-SI","1","GASTON","TRIANGLE GRADING & PAVING INC",369525.75,"RW1","I000",null,5,"",null,null,"","",null,null,null,"PDMT","12",""]
["","","","","","C203846-ST","1","GASTON","TRIANGLE GRADING & PAVING INC",226078.75,"CV01","Y007",null,16.670000000000002,"C001",104,14,"","",null,null,null,"PDMT","12","21+83.98 -Y3-"]
["","","","","","","2","GASTON","TRIANGLE GRADING & PAVING INC",520375,"CV02","X728",null,29.65,"C000",163,24,"","",null,null,null,"PDMT","12","22+34.00 -Y3-"]
["","","","","","","3","GASTON","TRIANGLE GRADING & PAVING INC",289813.75,"CV03","X228",null,18.190000000000001,"15",141,14,"","",null,null,null,"PDMT","12","31+64.31 -RPD-"]
["","","","","","","4","GASTON","TRIANGLE GRADING & PAVING INC",408745,"CV04","X007",null,31.25,"C203",120,8,"","",null,null,null,"PDMT","12","16+57.60 -RPD-"]
["","","","","","","5","GASTON","TRIANGLE GRADING & PAVING INC",220690,"CV05","Y007",null,8.26,"C003",88,8,"","",null,null,null,"PDMT","12","18+50.00 -RPD-"]
["","","","","","","6","GASTON","TRIANGLE GRADING & PAVING INC",562575,"BR01","X231",null,null,"11",null,121.083,"330","I",6,117,341,"PDMT","12","STR 120"]
["","","","","","C203846-TC","1","GASTON","TRIANGLE GRADING & PAVING INC",367121.02,"RW1","I000",null,5,"",null,null,"","",null,null,null,"PDMT","12",""]
["","","","","","C203846-UT","1","GASTON","TRIANGLE GRADING & PAVING INC",766187.5,"RW1","I000",null,5,"",null,null,"","",null,null,null,"PDMT","12",""]
["","","","","","","2","GASTON","TRIANGLE GRADING & PAVING INC",520160,"RW1","NPAR",null,5,"",null,null,"","",null,null,null,"PDMT","12",""]
["","","","","","","","","Result",15617950.65,"","",0.64400000000000002,null,"",null,null,"","",null,null,null,"","",""]
["","7","U-4715B","E","C203953","C203953-SG","1","BUNCOMBE","BROOKS BERRY HAYNIE & ASSOC ",10649690.08,"RW1","Y033",80,null,"M705",null,null,"","",null,null,null,"MTN","13",""]
["","","","","","","","","Result",10649690.08,"","",80,null,"",null,null,"","",null,null,null,"","",""]
["5/2/2017","2","B-4738","E","C204021","C204021-RW","1","CUMBERLAND","S & C CONST LLC",729221,"RW1","I000",0.08,3,"M720",null,null,"","",null,null,null,"COAST","06",""]
["","","","","","","","","Result",729221,"","",0.08,null,"",null,null,"","",null,null,null,"","",""]
["5/16/2017","1","U-3330","E","C203907","C203907-EC","1","NASH","PLT-RBP JV CONST",939876.25,"RW1","I000",null,6,"",null,null,"","",null,null,null,"PDMT","04",""]
["","","","","","C203907-RW","1","NASH","PLT-RBP JV CONST",15027650.59,"RW1","I000",2.0049999999999999,6,"D311",null,null,"","",null,null,null,"PDMT","04",""]
["","","","","","C203907-SG","1","NASH","PLT-RBP JV CONST",2063939.69,"RW1","I000",null,6,"",null,null,"","",null,null,null,"PDMT","04",""]
["","","","","","C203907-SI","1","NASH","PLT-RBP JV CONST",371821.5,"RW1","I000",null,6,"",null,null,"","",null,null,null,"PDMT","04",""]
["","","","","","C203907-ST","1","NASH","PLT-RBP JV CONST",292308,"CV01","Y007",null,11.45,"C202",35.58,7,"","",null,null,null,"PDMT","04","113+48.00 -L-"]
["","","","","","","2","NASH","PLT-RBP JV CONST",537462,"WL1","Y007",null,null,"M711",13,null,"","",null,null,null,"PDMT","04","30+80.70 -L-"]
["","","","","","","3","NASH","PLT-RBP JV CONST",66137.399999999994,"WL2","Y007",null,null,"W001",8.43,null,"","",null,null,null,"PDMT","04","58+80.00 -L-"]
["","","","","","","4","NASH","PLT-RBP JV CONST",44275,"WL3","Y007",null,null,"W001",2.46,null,"","",null,null,null,"PDMT","04","77+44.00 -L-"]
["","","","","","","5","NASH","PLT-RBP JV CONST",1063575.22,"BR01","X231",null,null,"11",null,36.416699999999999,"642","Q",2,28,207.58850000000001,"PDMT","04","18+22.61-Y1-LT LANE"]
["","","","","","","6","NASH","PLT-RBP JV CONST",1344260.52,"BR02","X231",null,null,"11",null,48.416699999999999,"642","Q",2,40,206.82810000000001,"PDMT","04","18+22.61-Y1-RT LANE"]
["","","","","","","7","NASH","PLT-RBP JV CONST",4020717.66,"BR03","X031",3.9E-2,null,"15",null,125.25,"430","Q",3,122,205,"PDMT","04","61+03.00-L-"]
["","","","","","","8","NASH","PLT-RBP JV CONST",7790,"BR04","X031",null,null,"",null,null,"","",null,null,null,"PDMT","04","90+98.50-L-LT"]
["","","","","","C203907-TC","1","NASH","PLT-RBP JV CONST",500626.2,"RW1","I000",null,6,"",null,null,"","",null,null,null,"PDMT","04",""]
["","","","","","C203907-UT","2","NASH","PLT-RBP JV CONST",1773772,"RW1","NPAR",null,6,"",null,null,"","",null,null,null,"PDMT","04",""]
["","","","","","","","","Result",28054212.030000001,"","",2.044,null,"",null,null,"","",null,null,null,"","",""]
["","2","B-4771","E","C203903","C203903-EC","1","JOHNSTON","UNITED CONTR INC DBA UNITED CONT",41897.5,"RW1","",null,2,"",null,null,"","",null,null,null,"PDMT","04",""]
["","","","","","C203903-RW","1","JOHNSTON","UNITED CONTR INC DBA UNITED CONT",197578.05,"RW1","",6.5000000000000002E-2,2,"B810",null,null,"","",null,null,null,"PDMT","04",""]
["","","","","","C203903-SI","1","JOHNSTON","UNITED CONTR INC DBA UNITED CONT",4400,"RW1","",null,2,"",null,null,"","",null,null,null,"PDMT","04",""]
["","","","","","C203903-ST","1","JOHNSTON","UNITED CONTR INC DBA UNITED CONT",711269.5,"BR01","X080",3.4000000000000002E-2,null,"15",null,33,"722","E",3,30.833300000000001,177.5,"PDMT","04","16+82.00 -L-"]
["","","","","","C203903-TC","1","JOHNSTON","UNITED CONTR INC DBA UNITED CONT",4000,"RW1","",null,2,"",null,null,"","",null,null,null,"PDMT","04",""]
["","","","","","","","","Result",959145.05,"","",9.9000000000000005E-2,null,"",null,null,"","",null,null,null,"","",""]
["","3","B-4830","E","C203806","C203806-EC","1","FRANKLIN","S T WOOTEN CORP",39506.65,"RW1","",null,2,"",null,null,"","",null,null,null,"PDMT","05",""]
["","","","","","C203806-RW","1","FRANKLIN","S T WOOTEN CORP",419024.5,"RW1","",8.5000000000000006E-2,2,"B810",null,null,"","",null,null,null,"PDMT","05",""]
["","","","","","C203806-SI","1","FRANKLIN","S T WOOTEN CORP",7377.5,"RW1","",null,2,"",null,null,"","",null,null,null,"PDMT","05",""]
["","","","","","C203806-ST","1","FRANKLIN","S T WOOTEN CORP",804439,"BR01","X081",0.02,null,"15",null,33,"733","A",1,30.833300000000001,107.25,"PDMT","05","15+32.50 -L-"]
["","","","","","C203806-TC","1","FRANKLIN","S T WOOTEN CORP",10636,"RW1","",null,2,"",null,null,"","",null,null,null,"PDMT","05",""]
["","","","","","","","","Result",1280983.6499999999,"","",0.105,null,"",null,null,"","",null,null,null,"","",""]
["","4","EB-4707B","E","C203492","C203492-RW","1","DURHAM","FSC II LLC DBA FRED SMITH CO",6752640.5,"RW1","Y042",1.75,4,"D340",null,null,"","",null,null,null,"PDMT","05",""]
["","","","","","C203492-ST","1","DURHAM","FSC II LLC DBA FRED SMITH CO",466404.25,"CV01","X238",6.0000000000000001E-3,4.5,"C002",165,10,"","",null,null,null,"PDMT","05","105+70.00 -L-"]
["","","","","","","2","DURHAM","FSC II LLC DBA FRED SMITH CO",76500,"BR01","",null,null,"",null,null,"","",null,null,null,"PDMT","05",""]
["","","","","","","","","Result",7295544.75,"","",1.756,null,"",null,null,"","",null,null,null,"","",""]
["","5","U-3109A","E","C203844","C203844-EC","1","ALAMANCE","THALLE CONST CO INC",3244753,"RW1","",null,4,"",null,null,"","",null,null,null,"PDMT","07",""]
["","","","","","C203844-RW","1","ALAMANCE","THALLE CONST CO INC",29488996.18,"RW1","",3.3119999999999998,4,"N220",null,null,"","",null,null,null,"PDMT","07",""]
["","","","","","C203844-SG","1","ALAMANCE","THALLE CONST CO INC",1286425,"RW1","",null,4,"",null,null,"","",null,null,null,"PDMT","07",""]
["","","","","","C203844-SI","1","ALAMANCE","THALLE CONST CO INC",688635.45,"RW1","",null,4,"",null,null,"","",null,null,null,"PDMT","07",""]
["","","","","","C203844-ST","1","ALAMANCE","THALLE CONST CO INC",377124.63,"CV01","X028",9.1999999999999998E-3,6.42,"C003",169.75,11,"","",null,null,null,"PDMT","07","96+88.00 -L-"]
["","","","","","","2","ALAMANCE","THALLE CONST CO INC",212539.05,"CV02","X028",null,26.9,"C001",231.25,10,"","",null,null,null,"PDMT","07","179+55.00 -L-"]
["","","","","","","3","ALAMANCE","THALLE CONST CO INC",130889.5,"CV03","X028",null,5.94,"C002",87,10,"","",null,null,null,"PDMT","07","19+77.00 -Y10-"]
["","","","","","","4","ALAMANCE","THALLE CONST CO INC",448370,"WL1","Y007",null,null,"W001",17.010000000000002,null,"","",null,null,null,"PDMT","07","143+22.52 -L-"]
["","","","","","","5","ALAMANCE","THALLE CONST CO INC",623295,"WL2","Y007",null,null,"W001",21.59,null,"","",null,null,null,"PDMT","07","146+61.35 -L-"]
["","","","","","","6","ALAMANCE","THALLE CONST CO INC",7890,"WL3","Y007",null,null,"W001",1.49,null,"","",null,null,null,"PDMT","07","16+75.00 -L-"]
["","","","","","","7","ALAMANCE","THALLE CONST CO INC",3064307.53,"BR01","X231",4.1599999999999998E-2,null,"11",null,50.083300000000001,"641","Q",2,50,220,"PDMT","07","26+54.73 -NBL-"]
["","","","","","","8","ALAMANCE","THALLE CONST CO INC",2352647.7799999998,"BR02","X281",null,null,"14",null,34.33,"873","I",4,31,494.02080000000001,"PDMT","07","146+61.35 -L- (SBL)"]
["","","","","","","9","ALAMANCE","THALLE CONST CO INC",2424725.9300000002,"BR03","X281",9.4E-2,null,"14",null,34.25,"873","I",4,31,494.58330000000001,"PDMT","07","146+61.35 -L- (NBL)"]
["","","","","","C203844-TC","1","ALAMANCE","THALLE CONST CO INC",753201.31,"RW1","I000",null,4,"",null,null,"","",null,null,null,"PDMT","07",""]
["","","","","","C203844-UT","1","ALAMANCE","THALLE CONST CO INC",285269,"RW1","",null,4,"",null,null,"","",null,null,null,"PDMT","07",""]
["","","","","","","","","Result",45389069.359999999,"","",3.4567999999999999,null,"",null,null,"","",null,null,null,"","",""]
["","6","","E","C204018","C204018A-RW","1","SCOTLAND","HUDSON PAVING INC",2322886.0499999998,"RW1","",15.43,2,"R000",null,null,"","",null,null,null,"PDMT","08",""]
["","","","","","C204018B-RW","1","HOKE","HUDSON PAVING INC",965637.01,"RW1","",7.9139999999999997,2,"R000",null,null,"","",null,null,null,"PDMT","08",""]
["","","","","","C204018C-RW","1","SCOTLAND","HUDSON PAVING INC",547182.86,"RW1","",4.6150000000000002,2,"R000",null,null,"","",null,null,null,"PDMT","08",""]
["","","","","","","","","Result",3835705.92,"","",27.959,null,"",null,null,"","",null,null,null,"","",""]
["","7","","E","C204019","C204019A-RW","1","RANDOLPH","RILEY PAVING INC",2958497.04,"RW1","",10.428000000000001,2,"R000",null,null,"","",null,null,null,"PDMT","08",""]
["","","","","","C204019B-RW","1","RANDOLPH","RILEY PAVING INC",5100993.42,"RW1","",26.902000000000001,2,"R000",null,null,"","",null,null,null,"PDMT","08",""]
["","","","","","","","","Result",8059490.46,"","",37.33,null,"",null,null,"","",null,null,null,"","",""]
["","8","","E","C204022","C204022A-RW","1","CATAWBA","MIDSTATE CONTR INC",1745863.7,"RW1","",6.66,2,"R000",null,null,"","",null,null,null,"PDMT","12",""]
["","","","","","C204022B-RW","1","CATAWBA","MIDSTATE CONTR INC",2762257.25,"RW1","",34.15,2,"R000",null,null,"","",null,null,null,"PDMT","12",""]
["","","","","","","","","Result",4508120.95,"","",40.81,null,"",null,null,"","",null,null,null,"","",""]
["","9","","E","C204016","C204016A-RW","1","GASTON","ASPHALT PAVING OF SHELBY INC",4806411.75,"RW1","",16.559999999999999,4,"R000",null,null,"","",null,null,null,"PDMT","12",""]
["","","","","","C204016B-RW","1","GASTON","ASPHALT PAVING OF SHELBY INC",4200466.1100000003,"RW1","",28.33,4,"R000",null,null,"","",null,null,null,"PDMT","12",""]
["","","","","","","","","Result",9006877.8599999994,"","",44.89,null,"",null,null,"","",null,null,null,"","",""]
["","10","","E","C204009","C204009A-RW","1","IREDELL","MAYMEAD INC",3662239.5,"RW1","",21.495000000000001,2,"R000",null,null,"","",null,null,null,"PDMT","12",""]
["","","","","","C204009B-RW","1","IREDELL","MAYMEAD INC",4635616.25,"RW1","",40.853000000000002,2,"R000",null,null,"","",null,null,null,"PDMT","12",""]
["","","","","","","","","Result",8297855.75,"","",62.347999999999999,null,"",null,null,"","",null,null,null,"","",""]
["","11","R-2707C","E","C203905","C203905-EC","1","CLEVELAND","ES WAGNER CO LLC ",3208245.42,"RW1","",null,4,"",null,null,"","",null,null,null,"MTN","12",""]
["","","","","","C203905-RW","1","CLEVELAND","ES WAGNER CO LLC ",30780661.890000001,"RW1","",4.5910000000000002,4,"N210",null,null,"","",null,null,null,"MTN","12",""]
["","","","","","C203905-SG","1","CLEVELAND","ES WAGNER CO LLC ",63755,"RW1","",null,4,"",null,null,"","",null,null,null,"MTN","12",""]
["","","","","","C203905-SI","1","CLEVELAND","ES WAGNER CO LLC ",207642.33,"RW1","",null,4,"",null,null,"","",null,null,null,"MTN","12",""]
["","","","","","C203905-ST","1","CLEVELAND","ES WAGNER CO LLC ",360070.84,"CV01","",null,46,"C001",318,8,"","",null,null,null,"MTN","12","453+07.00-L-"]
["","","","","","","2","CLEVELAND","ES WAGNER CO LLC ",361139.61,"CV02","",null,42,"C001",320,9,"","",null,null,null,"MTN","12","553+27.00-L-"]
["","","","","","","3","CLEVELAND","ES WAGNER CO LLC ",228808.8,"WL1","",null,null,"W001",14.48,null,"","",null,null,null,"MTN","12","29+07.16-Y2-"]
["","","","","","","4","CLEVELAND","ES WAGNER CO LLC ",221888.9,"WL2","",null,null,"W001",18.399999999999999,null,"","",null,null,null,"MTN","12","20+70.23-Y3-"]
["","","","","","","5","CLEVELAND","ES WAGNER CO LLC ",512282,"WL3","",null,null,"W001",18.18,null,"","",null,null,null,"MTN","12","596+50.98-L-"]
["","","","","","","6","CLEVELAND","ES WAGNER CO LLC ",693975,"WL4","",null,null,"W001",22.43,null,"","",null,null,null,"MTN","12","596+50.98-L-"]
["","","","","","","7","CLEVELAND","ES WAGNER CO LLC ",472041.7,"WL5","",null,null,"W001",21.19,null,"","",null,null,null,"MTN","12","37+98.16-Y14-"]
["","","","","","","8","CLEVELAND","ES WAGNER CO LLC ",433024,"WL6","",null,null,"W001",20.92,null,"","",null,null,null,"MTN","12","STA. 37+80.81 -Y14-"]
["","","","","","","9","CLEVELAND","ES WAGNER CO LLC ",2097130.61,"BR01","",7.8E-2,null,"15",null,43.25,"100","Q",3,46,410,"MTN","12","384+50.00-L- LT LANE"]
["","","","","","","10","CLEVELAND","ES WAGNER CO LLC ",1872989.91,"BR02","",null,null,"15",null,43.25,"100","Q",3,40,410,"MTN","12","384+50.00-L- RT LANE"]
["","","","","","","11","CLEVELAND","ES WAGNER CO LLC ",966213.62,"BR03","",null,null,"11",null,42.25,"872","I",2,40,213.74,"MTN","12","29+07.16 -Y2-"]
["","","","","","","12","CLEVELAND","ES WAGNER CO LLC ",813032.33,"BR04","",null,null,"11",null,43.25,"854","I",2,40,186,"MTN","12","20+70.23 -Y3- POT"]
["","","","","","","13","CLEVELAND","ES WAGNER CO LLC ",910757.64,"BR05","",null,null,"11",null,31.25,"872","I",2,28,256.5,"MTN","12","24+05.50 -Y4-REV POT"]
["","","","","","","14","CLEVELAND","ES WAGNER CO LLC ",1732885.24,"BR06","",null,null,"11",null,81.583299999999994,"864","I",2,79,209,"MTN","12","24+07.99 -Y9- POT"]
["","","","","","","15","CLEVELAND","ES WAGNER CO LLC ",4799506.45,"BR07","",0.106,null,"12",null,49.25,"672","I",4,46,558.33000000000004,"MTN","12","596+50.98 -L- LT"]
["","","","","","","16","CLEVELAND","ES WAGNER CO LLC ",3581552.94,"BR08","",null,null,"12",null,49.25,"680","I",2,46,460.91669999999999,"MTN","12","596+50.98 -L- RT"]
["","","","","","","17","CLEVELAND","ES WAGNER CO LLC ",431011.36,"BR09","",1.7000000000000001E-2,null,"11",null,43.25,"864","A",1,40,92,"MTN","12","611+32.01-L- LT"]
["","","","","","","18","CLEVELAND","ES WAGNER CO LLC ",432442.95,"BR10","",null,null,"11",null,43.25,"864","A",1,40,92,"MTN","12","611+32.01-L- RT"]
["","","","","","","19","CLEVELAND","ES WAGNER CO LLC ",706746.54,"BR11","",null,null,"12",null,43.25,"864","A",1,40,122.75,"MTN","12","32+31.41 -Y11- REV2"]
["","","","","","C203905-TC","1","CLEVELAND","ES WAGNER CO LLC ",288278.48,"RW1","",null,4,"",null,null,"","",null,null,null,"MTN","12",""]
["","","","","","C203905-UT","1","CLEVELAND","ES WAGNER CO LLC ",2676811.9,"RW1","",null,4,"",null,null,"","",null,null,null,"MTN","12",""]
["","","","","","","2","CLEVELAND","ES WAGNER CO LLC ",431647.78,"RW1","NPAR",null,4,"",null,null,"","",null,null,null,"MTN","12",""]
["","","","","","","","","Result",59284543.240000002,"","",4.7919999999999998,null,"",null,null,"","",null,null,null,"","",""]
["","12","F-5702C","E","C204020","C204020-FE","1","DARE","ARMSTRONG MARINE INC",4154419.9,"RW1","",null,null,"M702",null,null,"","",null,null,null,"COAST","01",""]
["","","","","","","","","Result",4154419.9,"","",null,null,"",null,null,"","",null,null,null,"","",""]
["","13","","E","C204006","C204006-RW","1","ASHE","JAMES R VANNOY & SONS CONST CO",2761977.32,"RW1","",0.27200000000000002,2,"M720",null,null,"","",null,null,null,"V MTN","11",""]
["","","","","","","","","Result",2761977.32,"","",0.27200000000000002,null,"",null,null,"","",null,null,null,"","",""]
["","14","","E","C204007","C204007-RW","1","AVERY","JAMES R VANNOY & SONS CONST CO",4059116.08,"RW1","",0.34300000000000003,2,"M720",null,null,"","",null,null,null,"V MTN","11",""]
["","","","","","","","","Result",4059116.08,"","",0.34300000000000003,null,"",null,null,"","",null,null,null,"","",""]
["6/6/2017","1","B-5507","E","C204037","C204037-RW","1","CHOWAN","T A LOVING CO",5886000,"RW1","",0.54200000000000004,2,"M720",null,null,"","",null,null,null,"COAST","01",""]
["","","","","","","","","Result",5886000,"","",0.54200000000000004,null,"",null,null,"","",null,null,null,"","",""]
["","2","B-5699","E","C204040","C204040A-RW","1","COLUMBUS","SMITH-ROWE LLC",3539782.19,"RW1","",0.26500000000000001,2,"M720",null,null,"","",null,null,null,"COAST","06",""]
["","","","","","","","","Result",3539782.19,"","",0.26500000000000001,null,"",null,null,"","",null,null,null,"","",""]
["","","B-5700","E","C204040","C204040B-RW","1","CUMBERLAND","SMITH-ROWE LLC",1451029.44,"RW1","",0.112,2,"M720",null,null,"","",null,null,null,"COAST","06",""]
["","","","","","","","","Result",1451029.44,"","",0.112,null,"",null,null,"","",null,null,null,"","",""]
["","","B-5711","E","C204040","C204040C-RW","1","HARNETT","SMITH-ROWE LLC",500822.63,"RW1","",8.1000000000000003E-2,2,"M720",null,null,"","",null,null,null,"PDMT","06",""]
["","","","","","","","","Result",500822.63,"","",8.1000000000000003E-2,null,"",null,null,"","",null,null,null,"","",""]
["","3","B-5767","E","C204035","C204035A-RW","1","ROWAN","SMITH-ROWE LLC",1978896.01,"RW1","",0.17,2,"M720",null,null,"","",null,null,null,"PDMT","09",""]
["","","","","","","","","Result",1978896.01,"","",0.17,null,"",null,null,"","",null,null,null,"","",""]
["","","B-5778","E","C204035","C204035B-RW","1","ROWAN","SMITH-ROWE LLC",3058968.53,"RW1","",0.28399999999999997,2,"M720",null,null,"","",null,null,null,"PDMT","09",""]
["","","","","","","","","Result",3058968.53,"","",0.28399999999999997,null,"",null,null,"","",null,null,null,"","",""]
["6/20/2017","1","R-5311A","E","C203941","C203941-EC","1","HERTFORD","W C ENGLISH INC",1650708,"RW1","I000",null,2,"",null,null,"","",null,null,null,"COAST","01",""]
["","","","","","C203941-RW","1","HERTFORD","W C ENGLISH INC",11287668.1,"RW1","I000",1.1160000000000001,2,"I604",null,null,"","",null,null,null,"COAST","01",""]
["","","","","","C203941-SI","1","HERTFORD","W C ENGLISH INC",127154.05,"RW1","I000",null,2,"",null,null,"","",null,null,null,"COAST","01",""]
["","","","","","C203941-ST","1","HERTFORD","W C ENGLISH INC",45360,"WL1","Y007",null,null,"W001",6,33.25,"854","",2,30,186,"COAST","01","16+90.62 -L-"]
["","","","","","","2","HERTFORD","W C ENGLISH INC",783181.56,"BR01","X281",null,null,"11",null,33.25,"854","I",2,30,186,"COAST","01","25+47.22 -Y1-"]
["","","","","","","3","HERTFORD","W C ENGLISH INC",1129148.01,"BR02","X281",null,null,"11",null,52.75,"854","I",2,49.5,194.5,"COAST","01","50+99.00 -Y2-"]
["","","","","","C203941-TC","1","HERTFORD","W C ENGLISH INC",272842.37,"RW1","I000",null,2,"",null,null,"","",null,null,null,"COAST","01",""]
["","","","","","C203941-UT","1","HERTFORD","W C ENGLISH INC",65216.5,"RW1","I000",null,2,"",null,null,"","",null,null,null,"COAST","01",""]
["","","","","","","","","Result",15361278.59,"","",1.1160000000000001,null,"",null,null,"","",null,null,null,"","",""]
["","2","B-4598","E","C203936","C203936-EC","1","PAMLICO","S T WOOTEN CORP",49684,"RW1","",null,2,"",null,null,"","",null,null,null,"COAST","02",""]
["","","","","","C203936-RW","1","PAMLICO","S T WOOTEN CORP",331039.7,"RW1","",8.7999999999999995E-2,2,"B810",null,null,"","",null,null,null,"COAST","02",""]
["","","","","","C203936-SI","1","PAMLICO","S T WOOTEN CORP",6125,"RW1","",null,2,"",null,null,"","",null,null,null,"COAST","02",""]
["","","","","","C203936-ST","1","PAMLICO","S T WOOTEN CORP",600226.5,"BR01","X080",2.1000000000000001E-2,null,"15",null,36,"721","A",2,33.833300000000001,112.375,"COAST","02","16+43.00 -L-"]
["","","","","","C203936-TC","1","PAMLICO","S T WOOTEN CORP",6738,"RW1","",null,2,"",null,null,"","",null,null,null,"COAST","02",""]
["","","","","","C203936-UT","1","PAMLICO","S T WOOTEN CORP",83768,"RW1","I000",null,2,"",null,null,"","",null,null,null,"COAST","02",""]
["","","","","","","2","PAMLICO","S T WOOTEN CORP",4800,"RW1","NPAR",null,2,"",null,null,"","",null,null,null,"COAST","02",""]
["","","","","","","","","Result",1082381.2,"","",0.109,null,"",null,null,"","",null,null,null,"","",""]
["","3","R-5516","E","C203955","C203955-EC","1","CRAVEN","S T WOOTEN CORP",1083426.75,"RW1","I000",null,4,"",null,null,"","",null,null,null,"COAST","02",""]
["","","","","","C203955-RW","1","CRAVEN","S T WOOTEN CORP",15226053.449999999,"RW1","I000",1.169,4,"I600",null,null,"","",null,null,null,"COAST","02",""]
["","","","","","C203955-SG","1","CRAVEN","S T WOOTEN CORP",435555.35,"RW1","I000",null,4,"",null,null,"","",null,null,null,"COAST","02",""]
["","","","","","C203955-SI","1","CRAVEN","S T WOOTEN CORP",330448.59999999998,"RW1","I000",null,4,"",null,null,"","",null,null,null,"COAST","02",""]
["","","","","","C203955-ST","1","CRAVEN","S T WOOTEN CORP",102503.5,"CV01","X028",null,5,"C201",141.5,6,"","",null,null,null,"COAST","02","78+08.84 -L-"]
["","","","","","","2","CRAVEN","S T WOOTEN CORP",265713.3,"CV02","X028",null,11.5,"C202",131.5,10,"","",null,null,null,"COAST","02","26+94.23 -Y09A-"]
["","","","","","","3","CRAVEN","S T WOOTEN CORP",1398300,"WL1","Y007",null,null,"W001",17.940000000000001,null,"","",null,null,null,"COAST","02","9+50.00 -W1-"]
["","","","","","","4","CRAVEN","S T WOOTEN CORP",726800,"WL2","Y007",null,null,"W001",16.2,null,"","",null,null,null,"COAST","02","9+92.05 -W2-"]
["","","","","","","5","CRAVEN","S T WOOTEN CORP",3484851.78,"BR01","X231",null,null,"11",null,41.25,"574","I",3,38,465,"COAST","02","32+25.84 -YEB01-"]
["","","","","","C203955-TC","1","CRAVEN","S T WOOTEN CORP",346093.2,"RW1","I000",null,4,"",null,null,"","",null,null,null,"COAST","02",""]
["","","","","","C203955-UT","1","CRAVEN","S T WOOTEN CORP",826824.94,"RW1","I000",null,4,"",null,null,"","",null,null,null,"COAST","02",""]
["","","","","","","2","CRAVEN","S T WOOTEN CORP",144063.41,"RW1","NPAR",null,4,"",null,null,"","",null,null,null,"COAST","02",""]
["","","","","","","","","Result",24370634.280000001,"","",1.169,null,"",null,null,"","",null,null,null,"","",""]
["","4","U-3621A","E","C203942","C203942-EC","1","NASH","PLT-RBP JV CONST",296404.5,"RW1","I000",null,4,"",null,null,"","",null,null,null,"PDMT","04",""]
["","","","","","C203942-RW","1","NASH","PLT-RBP JV CONST",4797163,"RW1","I000",1.0960000000000001,4,"D351",null,null,"","",null,null,null,"PDMT","04",""]
["","","","","","C203942-SG","1","NASH","PLT-RBP JV CONST",114093,"RW1","I000",null,4,"",null,null,"","",null,null,null,"PDMT","04",""]
["","","","","","C203942-SI","1","NASH","PLT-RBP JV CONST",28372.5,"RW1","I000",null,4,"",null,null,"","",null,null,null,"PDMT","04",""]
["","","","","","C203942-TC","1","NASH","PLT-RBP JV CONST",241986.3,"RW1","I000",null,4,"",null,null,"","",null,null,null,"PDMT","04",""]
["","","","","","C203942-UT","1","NASH","PLT-RBP JV CONST",12500,"RW1","I000",null,4,"",null,null,"","",null,null,null,"PDMT","04",""]
["","","","","","","2","NASH","PLT-RBP JV CONST",404161,"RW1","NPAR",null,4,"",null,null,"","",null,null,null,"PDMT","04",""]
["","","","","","","","","Result",5894680.2999999998,"","",1.0960000000000001,null,"",null,null,"","",null,null,null,"","",""]
["","5","R-5719","E","C203959","C203959-RW","1","WAYNE","S T WOOTEN CORP",19113933.449999999,"RW1","",1.9530000000000001,4,"I602",null,null,"","",null,null,null,"PDMT","04",""]
["","","","","","C203959-ST","1","WAYNE","S T WOOTEN CORP",19388,"CV01","Y007",null,null,"C203",null,null,"","",null,null,null,"PDMT","04","57+31.75 -L-"]
["","","","","","","2","WAYNE","S T WOOTEN CORP",597850.51,"BR01","X281",2.1999999999999999E-2,null,"11",null,43.25,"763","A",1,40,114.33329999999999,"PDMT","04","39+11.12 -L-"]
["","","","","","","3","WAYNE","S T WOOTEN CORP",598325.51,"BR02","X281",null,null,"11",null,43.25,"763","A",1,40,114.33329999999999,"PDMT","04","39+11.12 -L-"]
["","","","","","","4","WAYNE","S T WOOTEN CORP",1244366.95,"BR03","X281",null,null,"11",null,54.583300000000001,"854","I",2,52,204,"PDMT","04","27+41.30 -Y8-"]
["","","","","","","","","Result",21573864.420000002,"","",1.9750000000000001,null,"",null,null,"","",null,null,null,"","",""]
["","6","","E","C204042","C204042A-RW","1","JOHNSTON","S T WOOTEN CORP",1930574.86,"RW1","",13.81,4,"R000",null,null,"","",null,null,null,"PDMT","04",""]
["","","","","","C204042B-RW","1","JOHNSTON","S T WOOTEN CORP",1561872.2,"RW1","",22.15,4,"R000",null,null,"","",null,null,null,"PDMT","04",""]
["","","","","","","","","Result",3492447.06,"","",35.96,null,"",null,null,"","",null,null,null,"","",""]
["","7","","E","C204033","C204033A-RW","1","WAYNE","S T WOOTEN CORP",2337541.79,"RW1","",12.55,2,"R000",null,null,"","",null,null,null,"PDMT","04",""]
["","","","","","C204033B-RW","1","WAYNE","S T WOOTEN CORP",1672322.85,"RW1","",18.38,2,"R000",null,null,"","",null,null,null,"PDMT","04",""]
["","","","","","","","","Result",4009864.64,"","",30.93,null,"",null,null,"","",null,null,null,"","",""]
["","8","","E","C204032","C204032-RW","1","JOHNSTON","FSC II LLC DBA FRED SMITH CO",3497120.43,"RW1","",9.6,4,"R000",null,null,"","",null,null,null,"PDMT","04",""]
["","","","","","","","","Result",3497120.43,"","",9.6,null,"",null,null,"","",null,null,null,"","",""]
["","9","B-4616","E","C203937","C203937-EC","1","ROBESON","BMCO CONST INC",357798.9,"RW1","",null,2,"",null,null,"","",null,null,null,"COAST","06",""]
["","","","","","C203937-RW","1","ROBESON","BMCO CONST INC",3151366.73,"RW1","",0.52800000000000002,2,"B810",null,null,"","",null,null,null,"COAST","06",""]
["","","","","","C203937-SI","1","ROBESON","BMCO CONST INC",31470.05,"RW1","",null,2,"",null,null,"","",null,null,null,"COAST","06",""]
["","","","","","C203937-ST","1","ROBESON","BMCO CONST INC",116250,"WL1","Y007",null,null,"W005",null,null,"","",null,null,null,"COAST","06","31+13.02 -L-"]
["","","","","","","2","ROBESON","BMCO CONST INC",136875,"WL2","Y007",null,null,"W005",null,null,"","",null,null,null,"COAST","06","32+11.58 -L-"]
["","","","","","","3","ROBESON","BMCO CONST INC",787436,"BR01","X181",2.1000000000000001E-2,null,"12",null,35.25,"754","A",1,32,112.41670000000001,"COAST","06","31+55.47 -L-"]
["","","","","","C203937-TC","1","ROBESON","BMCO CONST INC",122431.9,"RW1","",null,2,"",null,null,"","",null,null,null,"COAST","06",""]
["","","","","","C203937-UT","1","ROBESON","BMCO CONST INC",135787.5,"RW1","",null,2,"",null,null,"","",null,null,null,"COAST","06",""]
["","","","","","","","","Result",4839416.08,"","",0.54900000000000004,null,"",null,null,"","",null,null,null,"","",""]
["","10","B-5345","E","C203947","C203947-EC","1","GUILFORD","SMITH-ROWE LLC",50973.32,"RW1","",null,2,"",null,null,"","",null,null,null,"PDMT","07",""]
["","","","","","C203947-RW","1","GUILFORD","SMITH-ROWE LLC",666935.5,"RW1","",0.123,2,"B812",null,null,"","",null,null,null,"PDMT","07",""]
["","","","","","C203947-SI","1","GUILFORD","SMITH-ROWE LLC",6552.1,"RW1","",null,2,"",null,null,"","",null,null,null,"PDMT","07",""]
["","","","","","C203947-ST","1","GUILFORD","SMITH-ROWE LLC",734475.66,"BR01","X080",1.7000000000000001E-2,null,"15",null,42,"741","A",1,39.5,87.25,"PDMT","07","16+52.50 -L-"]
["","","","","","C203947-TC","1","GUILFORD","SMITH-ROWE LLC",16796.2,"RW1","",null,2,"",null,null,"","",null,null,null,"PDMT","07",""]
["","","","","","C203947-UT","2","GUILFORD","SMITH-ROWE LLC",172647.65,"RW1","NPAR",null,2,"",null,null,"","",null,null,null,"PDMT","07",""]
["","","","","","","","","Result",1648380.43,"","",0.14000000000000001,null,"",null,null,"","",null,null,null,"","",""]
["","11","","E","C204017","C204017A-RW","1","MOORE","RILEY PAVING INC",2919610.72,"RW1","",20.07,2,"R000",null,null,"","",null,null,null,"PDMT","08",""]
["","","","","","C204017B-RW","1","MOORE","RILEY PAVING INC",2380338.9,"RW1","",19.481000000000002,2,"R000",null,null,"","",null,null,null,"PDMT","08",""]
["","","","","","","","","Result",5299949.62,"","",39.551000000000002,null,"",null,null,"","",null,null,null,"","",""]
["","12","","E","C204030","C204030A-RW","1","LEE","RILEY PAVING INC",1508138.25,"RW1","",6.3090000000000002,4,"R000",null,null,"","",null,null,null,"PDMT","08",""]
["","","","","","C204030B-RW","1","LEE","RILEY PAVING INC",1474310.04,"RW1","",11.795,4,"R000",null,null,"","",null,null,null,"PDMT","08",""]
["","","","","","","","","Result",2982448.29,"","",18.103999999999999,null,"",null,null,"","",null,null,null,"","",""]
["","13","","E","C204029","C204029A-RW","1","MONTGOMERY","RILEY PAVING INC",611718.22,"RW1","",3.0219999999999998,2,"R000",null,null,"","",null,null,null,"PDMT","08",""]
["","","","","","C204029B-RW","1","MONTGOMERY","RILEY PAVING INC",917906.98,"RW1","",9.0869999999999997,2,"R000",null,null,"","",null,null,null,"PDMT","08",""]
["","","","","","","","","Result",1529625.2,"","",12.109,null,"",null,null,"","",null,null,null,"","",""]
["","14","","E","C204028","C204028A-RW","1","RICHMOND","BARNHILL CONT CO",492112.66,"RW1","",6.39,2,"R000",null,null,"","",null,null,null,"PDMT","08",""]
["","","","","","C204028B-RW","1","RICHMOND","BARNHILL CONT CO",1117471.06,"RW1","",9.34,2,"R000",null,null,"","",null,null,null,"PDMT","08",""]
["","","","","","","","","Result",1609583.72,"","",15.73,null,"",null,null,"","",null,null,null,"","",""]
["","15","B-5165","E","C203940","C203940-EC","1","DAVIDSON","EASTERN STR LLC",62352,"RW1","",null,2,"",null,null,"","",null,null,null,"PDMT","09",""]
["","","","","","C203940-RW","1","DAVIDSON","EASTERN STR LLC",768986.2,"RW1","",0.312,2,"B801",null,null,"","",null,null,null,"PDMT","09",""]
["","","","","","C203940-SI","1","DAVIDSON","EASTERN STR LLC",11746.7,"RW1","",null,2,"",null,null,"","",null,null,null,"PDMT","09",""]
["","","","","","C203940-ST","1","DAVIDSON","EASTERN STR LLC",986422,"BR01","X080",2.9000000000000001E-2,null,"15",null,39,"729","Q",2,36.5,152.53129999999999,"PDMT","09","22+12.00 -L-"]
["","","","","","C203940-TC","1","DAVIDSON","EASTERN STR LLC",30092.400000000001,"RW1","",null,2,"",null,null,"","",null,null,null,"PDMT","09",""]
["","","","","","","","","Result",1859599.3,"","",0.34100000000000003,null,"",null,null,"","",null,null,null,"","",""]
["","16","W-5313","E","C203672","C203672-EC","1","ROWAN","NJR GROUP LLC",1636095,"RW1","I000",null,2,"",null,null,"","",null,null,null,"PDMT","09",""]
["","","","","","C203672-RW","1","ROWAN","NJR GROUP LLC",10158637.449999999,"RW1","I000",7.3250000000000002,2,"D300",null,null,"","",null,null,null,"PDMT","09",""]
["","","","","","C203672-SG","1","ROWAN","NJR GROUP LLC",17981.939999999999,"RW1","I000",null,2,"",null,null,"","",null,null,null,"PDMT","09",""]
["","","","","","C203672-SI","1","ROWAN","NJR GROUP LLC",153230.67000000001,"RW1","I000",null,2,"",null,null,"","",null,null,null,"PDMT","09",""]
["","","","","","C203672-ST","1","ROWAN","NJR GROUP LLC",126348.53,"CV01","Y007",null,8.6999999999999993,"C001",67,9,"","",null,null,null,"PDMT","09","179+65.00 -L-"]
["","","","","","","2","ROWAN","NJR GROUP LLC",128804.53,"CV02","Y007",null,7.56,"C001",68,9,"","",null,null,null,"PDMT","09","349+71.00 -L-"]
["","","","","","","3","ROWAN","NJR GROUP LLC",132216.87,"CV03","Y007",null,7.21,"C001",72,10,"","",null,null,null,"PDMT","09","398+18.00 -L-"]
["","","","","","C203672-TC","1","ROWAN","NJR GROUP LLC",335846.97,"RW1","I000",null,2,"",null,null,"","",null,null,null,"PDMT","09",""]
["","","","","","","","","Result",12689161.960000001,"","",7.3250000000000002,null,"",null,null,"","",null,null,null,"","",""]
["","17","I-5746A","E","C203867","C203867-RW","1","MECKLENBURG","AMERICAN CONT & SERV INC",4721414.9800000004,"RW1","I000",2.67,6,"R000",null,null,"","",null,null,null,"PDMT","10",""]
["","","","","","C203867-ST","1","MECKLENBURG","AMERICAN CONT & SERV INC",354947.5,"BR01","X231",2.9000000000000001E-2,null,"66",null,33.458300000000001,"333","I",3,28,151,"PDMT","10","BRIDGE NO. 47"]
["","","","","","","2","MECKLENBURG","AMERICAN CONT & SERV INC",1496036,"BR02","X231",2.9000000000000001E-2,null,"11",null,122.83329999999999,"336","A",3,119.83329999999999,155,"PDMT","10","BRIDGE NO. 78"]
["","","","","","","3","MECKLENBURG","AMERICAN CONT & SERV INC",440911.5,"BR03","X131",4.8000000000000001E-2,null,"12",null,30.833300000000001,"333","I",5,27.833300000000001,253.625,"PDMT","10","BRIDGE NO. 118"]
["","","","","","","4","MECKLENBURG","AMERICAN CONT & SERV INC",487248,"BR04","X431",0.13600000000000001,null,"16",null,39.958300000000001,"336","I",10,36,717,"PDMT","10","BRIDGE NO. 309"]
["","","","","","","5","MECKLENBURG","AMERICAN CONT & SERV INC",787289.5,"BR05","X231",3.4000000000000002E-2,null,"11",null,58.729199999999999,"336","I",3,55,177,"PDMT","10","BRIDGE NO. 315 (NBL)"]
["","","","","","","6","MECKLENBURG","AMERICAN CONT & SERV INC",728943.5,"BR06","X231",null,null,"11",null,58.729199999999999,"548","I",3,55,160,"PDMT","10","BRIDGE NO. 316 (SBL)"]
["","","","","","","7","MECKLENBURG","AMERICAN CONT & SERV INC",290180,"BR07","X231",2.1000000000000001E-2,null,"64",null,114,"436","I",3,112,157,"PDMT","10","BRIDGE NO. 448"]
["","","","","","","8","MECKLENBURG","AMERICAN CONT & SERV INC",284097.5,"BR08","X231",0.3,null,"61",null,110.97920000000001,"436","I",3,108,157,"PDMT","10","BRIDGE NO. 449"]
["","","","","","","9","MECKLENBURG","AMERICAN CONT & SERV INC",521549.5,"BR09","X231",2.5999999999999999E-2,null,"11",null,123.0347,"336","I",3,119.0763,139,"PDMT","10","BRIDGE NO. 450"]
["","","","","","","10","MECKLENBURG","AMERICAN CONT & SERV INC",115448.5,"BR10","X231",2.7E-2,null,"11",null,31.958300000000001,"333","I",3,28,140,"PDMT","10","BRIDGE NO. 451"]
["","","","","","","11","MECKLENBURG","AMERICAN CONT & SERV INC",1240875,"BR11","X231",0.03,null,"11",null,103.958,"336","I",3,98,158,"PDMT","10","BRIDGE NO. 452"]
["","","","","","","12","MECKLENBURG","AMERICAN CONT & SERV INC",337074.5,"BR12","X231",3.7999999999999999E-2,null,"64",null,57.041699999999999,"559","I",3,54.541699999999999,199.75,"PDMT","10","BRIDGE NO. 478 (NBL)"]
["","","","","","","13","MECKLENBURG","AMERICAN CONT & SERV INC",365643,"BR13","X231",null,null,"64",null,65.041700000000006,"552","I",3,62.541699999999999,199.75,"PDMT","10","BRIDGE NO. 479 (SBL)"]
["","","","","","","14","MECKLENBURG","AMERICAN CONT & SERV INC",406211.5,"BR14","X231",3.2000000000000001E-2,null,"11",null,83.947900000000004,"552","I",3,81.072900000000004,170.25,"PDMT","10","BRIDGE NO. 487"]
["","","","","","","15","MECKLENBURG","AMERICAN CONT & SERV INC",319632,"BR15","X231",3.2000000000000001E-2,null,"11",null,63.375,"551","I",3,62.541699999999999,170.25,"PDMT","10","BRIDGE NO. 488"]
["","","","","","","16","MECKLENBURG","AMERICAN CONT & SERV INC",411688.5,"BR16","X131",5.2999999999999999E-2,null,"12",null,65.25,"560","I",3,62.25,280.66149999999999,"PDMT","10","BRIDGE NO. 505 (NBL)"]
["","","","","","","17","MECKLENBURG","AMERICAN CONT & SERV INC",415887.5,"BR17","X131",null,null,"12",null,65.25,"560","I",3,62.25,280.66149999999999,"PDMT","10","BRIDGE NO. 506 (SBL)"]
["","","","","","","18","MECKLENBURG","AMERICAN CONT & SERV INC",404939,"BR18","X231",4.4999999999999998E-2,null,"11",null,65.25,"564","I",3,62.25,235.89060000000001,"PDMT","10","BRIDGE NO. 507 (NBL)"]
["","","","","","","19","MECKLENBURG","AMERICAN CONT & SERV INC",458201.5,"BR19","X231",null,null,"11",null,65.25,"564","I",3,62.25,235.89060000000001,"PDMT","10","BRIDGE NO. 508 (SBL)"]
["","","","","","","20","MECKLENBURG","AMERICAN CONT & SERV INC",200681,"BR20","X231",2.1999999999999999E-2,null,"11",null,65.041700000000006,"542","I",2,62.541699999999999,115.8177,"PDMT","10","BRIDGE NO. 509 (NBL)"]
["","","","","","","21","MECKLENBURG","AMERICAN CONT & SERV INC",286265.5,"BR21","X231",null,null,"11",null,65.041700000000006,"542","I",2,62.541699999999999,115.8177,"PDMT","10","BRIDGE NO. 510 (SBL)"]
["","","","","","","22","MECKLENBURG","AMERICAN CONT & SERV INC",196718,"BR22","X231",5.8000000000000003E-2,null,"66",null,34.833300000000001,"560","I",4,31.833300000000001,306,"PDMT","10","BRIDGE NO. 522"]
["","","","","","C203867-TC","1","MECKLENBURG","AMERICAN CONT & SERV INC",1074479.07,"RW1","I000",null,6,"R000",null,null,"","",null,null,null,"PDMT","10",""]
["","","","","","","","","Result",16346362.550000001,"","",3.63,null,"",null,null,"","",null,null,null,"","",""]
["","18","U-3633","E","C203831","C203831-EC","1","GASTON","BLYTHE CONST INC",647416.37,"RW1","I000",null,4,"",null,null,"","",null,null,null,"PDMT","12",""]
["","","","","","C203831-RW","1","GASTON","BLYTHE CONST INC",11387470.390000001,"RW1","I000",1.365,4,"D351",null,null,"","",null,null,null,"PDMT","12",""]
["","","","","","C203831-SG","1","GASTON","BLYTHE CONST INC",700712.5,"RW1","I000",null,4,"",null,null,"","",null,null,null,"PDMT","12",""]
["","","","","","C203831-SI","1","GASTON","BLYTHE CONST INC",200258.78,"RW1","I000",null,4,"",null,null,"","",null,null,null,"PDMT","12",""]
["","","","","","C203831-ST","1","GASTON","BLYTHE CONST INC",508861.5,"CV01","X028",5.3E-3,13.64,"C203",100.75,26,"","",null,null,null,"PDMT","12","54+22.00 -L-"]
["","","","","","C203831-TC","1","GASTON","BLYTHE CONST INC",320859.5,"RW1","I000",null,4,"",null,null,"","",null,null,null,"PDMT","12",""]
["","","","","","C203831-UT","1","GASTON","BLYTHE CONST INC",1426835,"RW1","I000",null,4,"",null,null,"","",null,null,null,"PDMT","12",""]
["","","","","","","2","GASTON","BLYTHE CONST INC",136735,"RW1","NPAR",null,4,"",null,null,"","",null,null,null,"PDMT","12",""]
["","","","","","","","","Result",15329149.039999999,"","",1.3703000000000001,null,"",null,null,"","",null,null,null,"","",""]
["","19","B-4447","E","C203935","C203935-EC","1","BURKE","NHM CONSTRS LLC",316053,"RW1","",null,4,"",null,null,"","",null,null,null,"MTN","13",""]
["","","","","","C203935-RW","1","BURKE","NHM CONSTRS LLC",4851593.5,"RW1","",0.55600000000000005,4,"B811",null,null,"","",null,null,null,"MTN","13",""]
["","","","","","C203935-SI","1","BURKE","NHM CONSTRS LLC",40237.699999999997,"RW1","",null,4,"",null,null,"","",null,null,null,"MTN","13",""]
["","","","","","C203935-ST","1","BURKE","NHM CONSTRS LLC",89280,"CV01","Y007",null,39.5,"C201",26.63,6,"","",null,null,null,"MTN","13","24+88.00 -L-"]
["","","","","","","2","BURKE","NHM CONSTRS LLC",1768870.7,"BR01","X281",2.1999999999999999E-2,null,"11",null,45.25,"764","A",1,42,117,"MTN","13","25+85.40 -L- WB"]
["","","","","","","3","BURKE","NHM CONSTRS LLC",1105152.7,"BR02","X281",null,null,"11",null,45.25,"764","A",1,42,117,"MTN","13","25+85.40 -L- EB"]
["","","","","","C203935-TC","1","BURKE","NHM CONSTRS LLC",384071.4,"RW1","",null,4,"",null,null,"","",null,null,null,"MTN","13",""]
["","","","","","","","","Result",8555259,"","",0.57799999999999996,null,"",null,null,"","",null,null,null,"","",""]
["","20","B-5159","E","C203939","C203939-EC","1","JACKSON","OWLE CONST LLC",132796,"RW1","",null,2,"",null,null,"","",null,null,null,"V MTN","14",""]
["","","","","","C203939-RW","1","JACKSON","OWLE CONST LLC",622866.4,"RW1","",0.111,2,"B801",null,null,"","",null,null,null,"V MTN","14",""]
["","","","","","C203939-SI","1","JACKSON","OWLE CONST LLC",4855.79,"RW1","",null,2,"",null,null,"","",null,null,null,"V MTN","14",""]
["","","","","","C203939-ST","1","JACKSON","OWLE CONST LLC",489840.5,"BR01","X081",0.02,null,"15",null,30,"721","Q",2,27.833300000000001,107.375,"V MTN","14","10+91.50 -L-"]
["","","","","","C203939-TC","1","JACKSON","OWLE CONST LLC",100662.31,"RW1","",null,2,"",null,null,"","",null,null,null,"V MTN","14",""]
["","","","","","","","","Result",1351021,"","",0.13100000000000001,null,"",null,null,"","",null,null,null,"","",""]
["","21","","E","C204031","C204031A-RW","1","POLK","ROGERS GROUP INC",2390200.5499999998,"RW1","",9.5299999999999994,2,"R000",null,null,"","",null,null,null,"V MTN","14",""]
["","","","","","C204031B-RW","1","HENDERSON","ROGERS GROUP INC",2596875.7599999998,"RW1","",14.75,2,"R000",null,null,"","",null,null,null,"V MTN","14",""]
["","","","","","C204031C-RW","1","POLK","ROGERS GROUP INC",1106876.7,"RW1","",7.9,2,"R000",null,null,"","",null,null,null,"V MTN","14",""]
["","","","","","C204031D-RW","1","TRANSYLVANIA","ROGERS GROUP INC",854072.24,"RW1","",4.34,2,"R000",null,null,"","",null,null,null,"V MTN","14",""]
["","","","","","","","","Result",6948025.25,"","",36.520000000000003,null,"",null,null,"","",null,null,null,"","",""]
["","22","","E","C204034","C204034A-RW","1","MACON","HARRISON CONST CO DIV O",5768714.5800000001,"RW1","",5.55,2,"R000",null,null,"","",null,null,null,"V MTN","14",""]
["","","","","","C204034B-RW","1","MACON","HARRISON CONST CO DIV O",1480014.89,"RW1","",10.68,2,"R000",null,null,"","",null,null,null,"V MTN","14",""]
["","","","","","","","","Result",7248729.4699999997,"","",16.23,null,"",null,null,"","",null,null,null,"","",""]
["","23","","E","C204036","C204036A-RW","1","CHEROKEE","HARRISON CONST CO DIV O",3563065.16,"RW1","",6.57,4,"R000",null,null,"","",null,null,null,"V MTN","14",""]
["","","","","","C204036B-RW","1","CHEROKEE","HARRISON CONST CO DIV O",511244.22,"RW1","",3.57,2,"R000",null,null,"","",null,null,null,"V MTN","14",""]
["","","","","","C204036C-RW","1","CLAY","HARRISON CONST CO DIV O",379498.84,"RW1","",3.6,2,"R000",null,null,"","",null,null,null,"V MTN","14",""]
["","","","","","","","","Result",4453808.22,"","",13.74,null,"",null,null,"","",null,null,null,"","",""]
["","24","","E","C204004","C204004-RW","1","DAVIDSON","RE BURNS & SONS CO INC",6817750,"RW1","",0.58299999999999996,2,"M720",null,null,"","",null,null,null,"PDMT","09",""]
["","","","","","","","","Result",6817750,"","",0.58299999999999996,null,"",null,null,"","",null,null,null,"","",""]
["","25","","E","C204023","C204023-RW","1","LINCOLN","RE BURNS & SONS CO INC",8496650,"RW1","",0.60899999999999999,2,"M720",null,null,"","",null,null,null,"PDMT","12",""]
["","","","","","","","","Result",8496650,"","",0.60899999999999999,null,"",null,null,"","",null,null,null,"","",""]
["","26","","E","C204038","C204038-RW","1","MADISON","CROWDER CONST CO",3965535,"RW1","",0.4,2,"M720",null,null,"","",null,null,null,"V MTN","13",""]
["","","","","","","","","Result",3965535,"","",0.4,null,"",null,null,"","",null,null,null,"","",""]
[null,null,null,null,"","","","","Result",750884484.38,"","",922.91269999999997,null,"",null,null,"","",null,null,null,"","",""]

{"sheet":"ITEMS - STATEWIDE","index":1,"n_rows":1751,"n_cols":8,"rows_kept":1751,"cut":false,"hidden":false,"merged":[[0,0,0,6]]}
["2017 JAN - JUN BID AVERAGES ",null,null,null,null,null,null,1]
["Item #","Item Description ","Item Supplemental Description","Item Supplemental Description 2","Item Quantity","Extended Amt","Average Unit Bid"]
["0000100000-N","MOB","","",83,38663177.829999998,465821.41963855398]
["0000400000-N","CONST SURVEYING","","",29,4223302.9800000004,145631.13724137901]
["0000700000-N","FIELD OFFICE","","",2,139500,69750]
["0000900000-N","GENERIC MISC ITEM (LS)","ALTERN LS BID","FOR BRG 230068",1,2080534.81,2080534.81]
["","","","FOR BRG 250045",1,709854.82,709854.82]
["","","","BRG 250052",1,1054400.28,1054400.28]
["","","","BRG 540054",1,1020000,1020000]
["","","","BRG 540057",1,1600000,1600000]
["","","","BRG 540140",1,572000,572000]
["","","","BRG 540144",1,760000,760000]
["","","DESIGN & CONST","",1,3939159,3939159]
["","","DESIGN & CONST OF","BRG",5,6722246.1200000001,1344449.2239999999]
["","","","BRG 230188",1,356400,356400]
["","","","BRGS",4,6877557.8600000003,1719389.4650000001]
["","","DESIGN & CONST OF BRG","",1,246100,246100]
["","","DESIGN & CONST OF BRGS","",3,9359672.6999999993,3119890.9]
["","","PASSENGER FERRY","",1,4154419.9,4154419.9]
["","","UTIL COORDINATOR","",1,137079.54,137079.54]
["0000915000-N","GENERIC MISC ITEM (EA)","END BENT STR 280031","",2,139500,69750]
["","","END BENT STR 280055","",2,104500,52250]
["","","END BENT STR 280082","",2,106200,53100]
["","","END BENT STR 290050","",2,51130,25565]
["","","END BENT STR 290078","",2,52450,26225]
["","","END BENT STR 020142","",2,118998.68,59499.34]
["","","END BENT STR 040160","",2,110767.62,55383.81]
["","","END BENT STR 040321","",2,67987.38,33993.69]
["","","END BENT STR 050001","",2,106772.9,53386.45]
["","","END BENT STR 050079","",2,161469.72,80734.86]
["","","END BENT STR 050117","",2,96312.76,48156.38]
["","","END BENT STR 130309","",2,166387.82,83193.91]
["","","END BENT STR 200020","",2,60000,30000]
["","","END BENT STR 200021","",2,60000,30000]
["","","END BENT STR 200024","",2,60000,30000]
["","","END BENT STR 220034","",2,71600,35800]
["","","END BENT STR 220067","",2,66600,33300]
["","","END BENT STR 230188","",2,36000,18000]
["","","END BENT STR 250171","",2,36618.22,18309.11]
["","","END BENT STR 250172","",2,36618.22,18309.11]
["","","END BENT STR 250189","",2,137467,68733.5]
["","","END BENT STR 250453","",2,81376.34,40688.17]
["","","END BENT STR 420245","",2,29919.1,14959.55]
["","","END BENT STR 540121","",2,85000,42500]
["","","END BENT STR 560009","",2,90000,45000]
["","","END BENT STR 790061","",2,45936.78,22968.39]
["","","END BENT STR 790063","",2,92751.88,46375.94]
["","","END BENT STR 850310","",2,61106.92,30553.46]
["","","END BENT STR 940093","",2,60301.02,30150.51]
["","","END BENT STR 950156","",2,44000,22000]
["","","END BENT STR 130262","",2,220000,110000]
["","","INTERIOR BENT CAP","STR 250453",1,40777.14,40777.14]
["","","","STR 950156",1,16000,16000]
["","","INTERIOR BENT CAPS","STR 050001",1,46662.33,46662.33]
["","","","STR 560009",2,70000,35000]
["","","INTERIOR BENT CAPS STR","130262",3,330000,110000]
["","","","200020",1,25000,25000]
["","","","200021",1,25000,25000]
["","","","200024",1,25000,25000]
["","","","220034",1,20000,20000]
["","","","250171",2,37636.339999999997,18818.169999999998]
["","","","250172",3,55768.44,18589.48]
["","","","280031",2,139500,69750]
["","","","280082",1,53100,53100]
["","","","290050",2,51130,25565]
["","","","290078",2,52450,26225]
["","","","790061",2,43819.06,21909.53]
["","","RIGHT OF WAY ACQUISIT","",70,329385.59999999998,4705.5085714289999]
["0000930000-E","GENERIC MISC ITEM (LF)","AVE FOUND LGTH @ END","BENT 1 STR 020142",13,21819.07,1678.39]
["","","","BENT 1 STR 040160",11,15885.87,1444.17]
["","","","BENT 1 STR 040321",13,17662.71,1358.67]
["","","","BENT 1 STR 050001",24,10717.44,446.56]
["","","","BENT 1 STR 050079",14,30171.82,2155.13]
["","","","BENT 1 STR 050117",18,22900.86,1272.27]
["","","","BENT 1 STR 130309",40,11702,292.55]
["","","","BENT 1 STR 200020",60,18300,305]
["","","","BENT 1 STR 200021",70,19600,280]
["","","","BENT 1 STR 200024",80,21200,265]
["","","","BENT 1 STR 220034",16,10960,685]
["","","","BENT 1 STR 220067",38,38,1]
["","","","BENT 1 STR 230188",45,16110,358]
["","","","BENT 1 STR 250171",45,11785.95,261.91000000000003]
["","","","BENT 1 STR 250172",45,11785.95,261.91000000000003]
["","","","BENT 1 STR 250189",40,17292,432.3]
["","","","BENT 1 STR 250453",55,12240.8,222.56]
["","","","BENT 1 STR 420245",10,6024.5,602.45000000000005]
["","","","BENT 1 STR 540121",28,28,1]
["","","","BENT 1 STR 560009",22,9900,450]
["","","","BENT 1 STR 790061",20,6582.2,329.11]
["","","","BENT 1 STR 790063",25,9543.25,381.73]
["","","","BENT 1 STR 850310",35,12366.9,353.34]
["","","","BENT 1 STR 940093",18,30627,1701.5]
["","","","BENT 1 STR 950156",50,14250,285]
["","","","BENT 1 STR 130262",21,21,1]
["","","","BENT 1 STR 280031",10,41000,4100]
["","","","BENT 1 STR 280055",15,15,1]
["","","","BENT 1 STR 280082",10,44000,4400]
["","","","BENT 1 STR 290050",35,35,1]
["","","","BENT 1 STR 290078",40,40,1]
["","","","BENT 2 STR 020142",15,20991.75,1399.45]
["","","","BENT 2 STR 040160",19,18402.45,968.55]
["","","","BENT 2 STR 040321",19,23723.4,1248.5999999999999]
["","","","BENT 2 STR 050001",19,9154.77,481.83]
["","","","BENT 2 STR 050079",20,30385.4,1519.27]
["","","","BENT 2 STR 050117",21,23671.200000000001,1127.2]
["","","","BENT 2 STR 130309",47,12228.93,260.19]
["","","","BENT 2 STR 200020",60,18300,305]
["","","","BENT 2 STR 200021",70,19600,280]
["","","","BENT 2 STR 200024",80,21200,265]
["","","","BENT 2 STR 220034",21,21,1]
["","","","BENT 2 STR 220067",27,12960,480]
["","","","BENT 2 STR 230188",45,16110,358]
["","","","BENT 2 STR 250171",45,11785.95,261.91000000000003]
["","","","BENT 2 STR 250172",45,11785.95,261.91000000000003]
["","","","BENT 2 STR 250189",40,17292,432.3]
["","","","BENT 2 STR 250453",55,12240.8,222.56]
["","","","BENT 2 STR 420245",10,6024.5,602.45000000000005]
["","","","BENT 2 STR 540121",56,56,1]
["","","","BENT 2 STR 560009",19,8550,450]
["","","","BENT 2 STR 790061",25,7373.75,294.95]
["","","","BENT 2 STR 790063",30,10550.4,351.68]
["","","","BENT 2 STR 850310",33,11833.47,358.59]
["","","","BENT 2 STR 940093",17,24373.919999999998,1433.76]
["","","","BENT 2 STR 950156",55,15675,285]
["","","","BENT 2 STR 130262",40,40,1]
["","","","BENT 2 STR 280031",20,11400,570]
["","","","BENT 2 STR 280055",15,15,1]
["","","","BENT 2 STR 280082",10,45000,4500]
["","","","BENT 2 STR 290050",40,40,1]
["","","","BENT 2 STR 290078",45,45,1]
["","","AVE FOUND LGTH @ INT-","ERIOR BENT 1 STR 130262",50,50,1]
["","","","ERIOR BENT 1 STR 280031",30,30,1]
["","","","ERIOR BENT 1 STR 280082",30,30,1]
["","","","ERIOR BENT 1 STR 290050",50,187500,3750]
["","","","ERIOR BENT 1 STR 290078",55,202125,3675]
["","","","ERIOR BENT 2 STR 130262",52,52,1]
["","","","ERIOR BENT 2 STR 280031",30,30,1]
["","","","ERIOR BENT 2 STR 290050",50,187500,3750]
["","","","ERIOR BENT 2 STR 290078",55,202125,3675]
["","","","ERIOR BENT 3 STR 130262",55,55,1]
["","","","RIOR BENT 1 STR 220034",34,107270,3155]
["","","AVE FOUND LGTH AT INTE-","BENT 1 STR 050001",31,79441.53,2562.63]
["","","","RIOR BENT 1 STR 200020",70,33950,485]
["","","","RIOR BENT 1 STR 200021",80,36800,460]
["","","","RIOR BENT 1 STR 200024",90,39600,440]
["","","","RIOR BENT 1 STR 250171",55,27408.15,498.33]
["","","","RIOR BENT 1 STR 250172",60,30787.8,513.13]
["","","","RIOR BENT 1 STR 250453",60,26001,433.35]
["","","","RIOR BENT 1 STR 560009",40,120000,3000]
["","","","RIOR BENT 1 STR 790061",45,91638,2036.4]
["","","","RIOR BENT 1 STR 950156",60,27000,450]
["","","","RIOR BENT 2 STR 250171",55,27408.15,498.33]
["","","","RIOR BENT 2 STR 250172",55,27408.15,498.33]
["","","","RIOR BENT 2 STR 560009",40,120000,3000]
["","","","RIOR BENT 2 STR 790061",45,91638,2036.4]
["","","","RIOR BENT 3 STR 250172",60,30787.8,513.13]
["","","BRG LGTH","STR 250189",50,95205,1904.1]
["","","","STR 250453",95,256693.8,2702.04]
["","","","STR 560009",240,840000,3500]
["","","BRG LGTH STR","020142",35,57301.3,1637.18]
["","","","040160",65,111508.8,1715.52]
["","","","040321",70,154191.1,2202.73]
["","","","050001",90,267291.90000000002,2969.91]
["","","","050079",65,189143.5,2909.9]
["","","","050117",55,106828.7,1942.34]
["","","","130262",400,1440000,3600]
["","","","130309",50,136289.5,2725.79]
["","","","200020",85,297500,3500]
["","","","200021",70,262500,3750]
["","","","200024",100,330000,3300]
["","","","220034",180,666000,3700]
["","","","220067",90,306900,3410]
["","","","230188",70,115500,1650]
["","","","250171",122.5,209335.35,1708.86]
["","","","250172",187.62,324034.75,1727.0800021319999]
["","","","280031",170,514250,3025]
["","","","280055",100,480000,4800]
["","","","280082",140,562100,4015]
["","","","290050",165,382800,2320]
["","","","290078",230,631350,2745]
["","","","420245",70,133674.79999999999,1909.64]
["","","","540121",70,182000,2600]
["","","","790061",225,997416,4432.96]
["","","","790063",125,351421.25,2811.37]
["","","","850310",70,133468.29999999999,1906.69]
["","","","940093",55,100763.85,1832.07]
["","","BRG LGTH STR 950156","",120,252000,2100]
["0000960000-E","GENERIC MISC ITEM (SY)","PVT REPLM","",35486,6990742,197]
["","","STAMPED & STAINED ASPH CROSSWALKS","",250,47500,190]
["0000990000-E","GENERIC MISC ITEM (GAL)","EPOXY MATL","",67,13625,203.35820895500001]
["0001000000-E","CLEAR & GRUB","","",225,18892072.460000001,83871.575849057001]
["0008000000-E","SUPP CLEAR & GRUB","","",25,159378.35,6375.134]
["0015000000-N","SEALING ABANED WELLS","","",88,165324.85999999999,1878.6915909090001]
["0022000000-E","UNCL EXCAV","230068","",2500,57375,22.95]
["","","","",3712540,18903764,5.0918681010000002]
["0029000000-N","REINF BRG APPR ********","(147+70 -L-)","",1,35715,35715]
["","","(15+32.50 -L-)","",1,12000,12000]
["","","(16+43.00 -L-)","",1,16000,16000]
["","","(20+70 -Y3- END BENT 1 ONLY)","",1,16091.25,16091.25]
["","","(21+57.00 -L-)","",1,17000,17000]
["","","(24+05 -Y4- REV)","",1,38021.32,38021.32]
["","","(24+08 -Y9-)","",1,62166.93,62166.93]
["","","(25+47.22 -Y1-)","",1,17000,17000]
["","","(25+79.27 -L- WB)","",1,75000,75000]
["","","(25+91 -Y11- REV2)","",1,40898.69,40898.69]
["","","(25+91.68 -L- EB)","",1,75000,75000]
["","","(26+55 -L-)","",1,17533.13,17533.13]
["","","(29+07 -Y2- END BENT 1 ONLY)","",1,20615.419999999998,20615.419999999998]
["","","(29+55.00 -L-)","",1,40000,40000]
["","","(32+25.84 -YEB01-)","",1,22800,22800]
["","","(37+28.50 -L-)","",1,17000,17000]
["","","(384+50 -L- LT)","",1,44837.77,44837.77]
["","","(384+58 -L- RT)","",1,38465.620000000003,38465.620000000003]
["","","(50+99.00 -Y2-)","",1,29000,29000]
["","","(594+61 -L- LT)","",1,71518.850000000006,71518.850000000006]
["","","(594+80 -L- RT)","",1,65915.33,65915.33]
["","","(611+27 -L- RT)","",1,44222.23,44222.23]
["","","(611+37 -L- LT)","",1,44187.81,44187.81]
["0030000000-N","BRG APP SUB REG TIER**","(10+91.50 -L-)","",1,19000,19000]
["","","(12+71 -L-)","",1,5402.37,5402.37]
["","","(15+40 -L-)","",1,10000,10000]
["","","(16+34.00 -L-)","",1,12500,12500]
["","","(16+52.50-L-)","",1,12625,12625]
["","","(16+82 -L-)","",1,8600,8600]
["","","(18+22 -Y1- LT)","",1,17350,17350]
["","","(18+22 -Y1- RT)","",1,20000,20000]
["","","(18+35.50 -L-)","",1,10000,10000]
["","","(22+12.00)","",1,12000,12000]
["","","(27+41.30 -Y8-)","",1,20000,20000]
["","","(39+11.12 -L- LT)","",1,20000,20000]
["","","(39+11.12 -L- RT)","",1,20000,20000]
["","","(61+03 -L-)","",1,43000,43000]
["0036000000-E","UNDERCUT EXCAV","","",200099.5,1507460.07,7.5335524080000003]
["0043000000-N","GRADING","","",14,10996847.970000001,785489.14071428601]
["0050000000-E","SUPP CLEAR & GRUB","","",19,46095.46,2426.0768421050002]
["0057000000-E","UNDERCUT EXCAV","","",11237,215458,19.173978819999999]
["0063000000-N","GRADING","","",4,2144500,536125]
["0098000000-E","PRE-SPLITTING OF ROCK","","",50,10000,200]
["0106000000-E","BORROW EXCAV","","",3147614,17214163,5.4689561680000001]
["0127000000-N","EMBM'T SETTLE GAUGE","","",40,73408,1835.2]
["0134000000-E","DRNG DITCH EXCAV","","",99435,541083.9,5.441583949]
["0141000000-E","BERM DITCH CONST","","",10390,35089.699999999997,3.3772569780000001]
["0156000000-E","REML OF EXT ASPH PVT","","",292420,1081318.7,3.6978274400000002]
["0163000000-E","REML OF EXT CONC PVT","","",10320,206666.8,20.025852712999999]
["0177000000-E","BRK OF EXT ASPH PVT","","",59220,135598.9,2.2897483959999998]
["0192000000-N","PROOF ROLLING","","",236,64154.5,271.84110169500002]
["0194000000-E","SEL GRANULAR MATL, III","","",50,1750,35]
["0195000000-E","SEL GRANULAR MATL","","",127793,2362398.56,18.486134294999999]
["0196000000-E","GEOTEXTILE SOIL STAB","","",460877,930100.1,2.0181091699999998]
["0199000000-E","TEMP SHORING","","",84331.199999999997,3748945.16,44.455019731999997]
["0220000000-E","ROCK EMBANKMENTS","","",1400,56000,40]
["0222000000-E","GEOTEXTLE ROCK EMBK","","",950,1900,2]
["0223000000-E","ROCK PLATING","","",1070,69044.600000000006,64.527663551000003]
["0225000000-E","REINF SOIL SLOPES","","",2300,271400,118]
["0234000000-E","GENERIC GRADING ITEM (CY)","STREAM BENCH MATL","",10,2129.4,212.94]
["0241000000-E","GENERIC GRADING ITEM (SY)","GEOTEXTILE FOR EMBANKMENT","STAB",19060,80360,4.2161594960000004]
["","","LOW DENSITY POLYETHYLENE","",500,7500,15]
["","","SOIL CEM BASE","(FULL DEPTH RECLAMATION)",82984,219907.6,2.65]
["","","SOIL CEM BASE (FULL DEPTH","RECLAMATION)",211449,559494.6,2.6460025819999999]
["0255000000-E","GENERIC GRADING ITEM (TON)","AGG BASE CRS FOR","BACKFILL",1500,48000,32]
["","","AGG SHDR BORROW","",74541,1731261,23.225620799000001]
["","","DISP HAZARDOUS LANDFILL WASTE","",500,75000,150]
["","","DISP NON-HAZARDOUS LAND- FILL WASTE","",1000,100000,100]
["","","HAULING & DISP OF PETROL"," CONTAMINATED SOIL",150,5122,34.146666666999998]
["","","HAULING & DISP OF PETROLEUM","CONTAMINATED SOIL",100,17500,175]
["","","STOCKPILING CONTAMINATED SOIL","",100,2300,23]
["","","STOCKPILING PETROLEUM CONTAM-","INATED SOIL",50,5000,100]
["0257000000-E","GENERIC GRADING ITEM (LF)","SHDR GRADING","",15750,28350,1.8]
["0262000000-N","GENERIC GRADING ITEM (EA)","ENERGY DISSIPATOR BASIN","",1,2600,2600]
["0314000000-E","SELECT MATL **","(IV)","",4094.5,178900,43.692758578999999]
["","","(VI)","",4050,121500,30]
["0318000000-E","FND CONDIT MATL MINOR STRS","","",36471,1202042.79,32.958865674000002]
["0320000000-E","FND CONDIT GEOTEXTLE","","",169283,341226.44,2.0157159309999999]
["0335000000-E","**\" DRNG PIPE","(8\")","",12,396,33]
["0335100000-E","12\" DRNG PIPE","","",152,6080,40]
["0335200000-E","15\" DRNG PIPE","","",16180,714553.16,44.162741656000001]
["0335300000-E","18\" DRNG PIPE","","",4184,205975.79,49.229395314999998]
["0335400000-E","24\" DRNG PIPE","","",3952,221214.83,55.975412448999997]
["0335500000-E","30\" DRNG PIPE","","",1504,126704.8,84.245212765999995]
["0335600000-E","36\" DRNG PIPE","","",1060,107178,101.11132075499999]
["0335700000-E","42\" DRNG PIPE","","",84,10060,119.761904762]
["0335800000-E","48\" DRNG PIPE","","",212,28166.87,132.86259433999999]
["0335850000-E","**\" DRNG PIPE ELB","(15\")","",48,16364,340.91666666700002]
["0342000000-E","**\" SIDE DRAIN PIPE","(12\")","",76,4028,53]
["","","(30\")","",2040,146489.44,71.808549020000001]
["","","(36\")","",826,76485.899999999994,92.597941888999998]
["","","(42\")","",396,53460,135]
["0343000000-E","15\" SIDE DRAIN PIPE","","",18027,703256.57,39.011292505999997]
["0344000000-E","18\" SIDE DRAIN PIPE","","",5414,236700.45,43.720068341000001]
["0345000000-E","24\" SIDE DRAIN PIPE","","",4424,248272.64000000001,56.119493671000001]
["0348000000-E","**\" SIDE DRAIN PIPE ELB","(15\")","",57,16925.82,296.94421052600001]
["","","(18\")","",10,3812.9,381.29]
["","","(24\")","",6,3066.36,511.06]
["","","(30\")","",4,2505.8000000000002,626.45000000000005]
["","","(36\")","",6,5546.64,924.44]
["0350000000-E","***\" RC PIPE CULV, CONTR DESIGN","(42\")","",384,100181.75999999999,260.89]
["","","(54\")","",312,102463.92,328.41]
["","","(66\")","",312,155912.64000000001,499.72]
["0354000000-E","***\" RC PIPE CULV *****","(15\", V)","",916,51654.57,56.391451965000002]
["","","(18\", V)","",1104,69406.600000000006,62.868297101000003]
["","","(24\", V)","",696,53634.239999999998,77.060689655000004]
["","","(30\", V)","",584,60628.08,103.815205479]
["","","(36\", V)","",308,38379.879999999997,124.61]
["","","(48\", IV)","",84,14784,176]
["","","(48\", V)","",384,76800,200]
["","","(54\", V)","",248,66044.88,266.31]
["","","(60\", V)","",728,208295.36,286.12]
["","","(66\" ,V)","",1104,405355.68,367.17]
["","","(72\" ,V)","",524,215395.44,411.06]
["0360000000-E","12\" RC PIPE CULV III","","",24,960,40]
["0366000000-E","15\" RC PIPE CULV III","","",18010,822103.6,45.647062742999999]
["0372000000-E","18\" RC PIPE CULV III","","",9288,433214.96,46.642437553999997]
["0378000000-E","24\" RC PIPE CULV III","","",10936,631324.80000000005,57.729041697]
["0384000000-E","30\" RC PIPE CULV III","","",4592,343385.16,74.778998258000001]
["0390000000-E","36\" RC PIPE CULV III","","",2884,303711.35999999999,105.30907073500001]
["0396000000-E","42\" RC PIPE CULV III","","",860,128140,149]
["0402000000-E","48\" RC PIPE CULV III","","",1060,174526.6,164.64773584899999]
["0408000000-E","54\" RC PIPE CULV III","","",1732,403842.48,233.16540415700001]
["0414000000-E","60\" RC PIPE CULV III","","",532,158731.24,298.36699248100001]
["0420000000-E","66\" RC PIPE CULV III","","",932,312317.2,335.10429184499998]
["0426000000-E","72\" RC PIPE CULV III","","",280,113040,403.71428571400003]
["0448000000-E","***\" RCP CULV IV","(12\")","",4,180,45]
["","","(18\")","",44,3432,78]
["","","(48\")","",704,172084.94,244.438835227]
["","","(54\")","",212,52228.800000000003,246.36226415100001]
["","","(60\")","",248,81644.83,329.21302419400001]
["","","(66\")","",244,109800,450]
["","","(72\")","",308,180180,585]
["0448200000-E","15\" RCP CULV IV","","",75040,3308601.67,44.091173640999997]
["0448300000-E","18\" RCP CULV IV","","",18894,946807.52,50.111544406]
["0448400000-E","24\" RCP CULV IV","","",17572,1148803.98,65.376962212999999]
["0448500000-E","30\" RCP CULV IV","","",5098,462439.84,90.710051000000007]
["0448600000-E","36\" RCP CULV IV","","",2592,302557.44,116.727407407]
["0448700000-E","42\" RCP CULV IV","","",1920,298973.34000000003,155.71528125]
["0453000000-E","**\" PIPE END SECTION","(15\")","",92,73711.72,801.21434782599999]
["","","(18\")","",19,15754.57,829.18789473699997]
["","","(24\")","",5,5501.78,1100.356]
["0528000000-E","**\" RC PIPE ELB III","(36\")","",2,2862,1431]
["0546000000-E","**\" CAA PIPE CLVT *****\"","(15\", 0.064\")","",412,16480,40]
["","","(18\", 0.064\")","",160,7280,45.5]
["0564000000-E","**\" CAA PIPE ELB *****\"","(15\", 0.064\")","",10,4750,475]
["","","(18\", 0.064\")","",2,1030,515]
["0576000000-E","**\" CS PIPE CULV *****\"","(15\", 0.064\")","",110,7370,67]
["","","(36\", 0.079\")","",248,27432.71,110.61576612899999]
["","","(42\", 0.109\")","",120,12337.25,102.810416667]
["","","(48\", 0.109\")","",148,26923.54,181.915810811]
["","","(60\", 0.138\")","",500,55000,110]
["","","(66\", 0.138\")","",8,3434.67,429.33375000000001]
["0582000000-E","15\" CS PIPE CULV 0.064\"","","",4900,225861.84,46.094253061000003]
["0588000000-E","18\" CS PIPE CULV 0.064\"","","",760,42240.52,55.579631579000001]
["0594000000-E","24\" CS PIPE CULV 0.064\"","","",1268,95637.22,75.423675079000006]
["0600000000-E","30\" CS PIPE CULV 0.079\"","","",364,31242,85.829670329999999]
["0636000000-E","**\" CS ELB *****\" THICK","(15\", 0.064\")","",109,51294.720000000001,470.59376146800003]
["","","(15\", 0.064)","",8,6376,797]
["","","(18\", 0.064\")","",15,7218.68,481.24533333300002]
["","","(24\", 0.064\")","",20,10879.65,543.98249999999996]
["","","(30\", 0.079\")","",1,1300,1300]
["","","(36\", 0.079\")","",6,5304.22,884.03666666699996]
["","","(48\", 0.109\")","",4,4230.24,1057.56]
["0654000000-E","**X**\"CSP ARCH CULV **","(73\" X 55\", 0.079\")","",72,13680,190]
["0962000000-E","**X**\"CAA SP ARCH ****\"","(42\" X 29\", 0.138\")","",184,59800,325]
["","","(66\" X 51\", 0.138\")","",80,32000,400]
["0973100000-E","**\"WLD STL PIPE GRAD B IN SOIL","(15\", 0.250\")","",43,9245,215]
["","","(15\", 0.281\")","",44,8360,190]
["","","(18\", 0.250\")","",32,7520,235]
["","","(18\", 0.5\")","",80,19520,244]
["","","(24\", 0.375\")","",130,29250,225]
["","","(30\", 0.5\")","",380,121600,320]
["","","(42\", 0.625\")","",206,96430,468.10679611699999]
["","","(48\", 0.688\")","",50,37492.879999999997,749.85760000000005]
["","","(66\", 0.5\")","",100,129000,1290]
["","","(72\", 1\")","",44,68024,1546]
["0973300000-E","**\"WLD STL PIPE GRAD B NOT IN SOIL","(15\", 0.250\")","",43,27735,645]
["","","(15\", 0.281\")","",44,28820,655]
["","","(18\", 0.250\")","",32,21120,660]
["","","(24\", 0.375\")","",130,92950,715]
["","","(42\", 0.625\")","",206,266760,1294.9514563109999]
["","","(48\", 0.688\")","",50,81264.75,1625.2950000000001]
["","","(66\", 0.5\")","",100,227500,2275]
["","","(72\", 1\")","",44,134024,3046]
["0986000000-E","GENERIC PIPE ITEM (LF)","15\" CS SLOT DRN, 0.064\" ","",220,24200,110]
["","","24\" WELD STL PIPE IN SOIL","(CONTRACTOR DESIGN)",102,30600,300]
["","","24\" WELD STL PIPE NOT IN","SOIL (CONTRACTOR DESIGN)",102,51000,500]
["","","PIPE LINER","",56,28000,500]
["0995000000-E","PIPE REML","","",66865,1140163.3600000001,17.051721528000002]
["0996000000-N","PIPE CLEAN-OUT","","",11,26337,2394.2727272729999]
["1000000000-E","6\" SLOPE PROTECTION","","",1510,143590.1,95.092781457000001]
["1011000000-N","FINE GRADING","","",14,10612244,758017.42857142899]
["1044000000-E","LIME TRT SOIL (SLURRY)","","",159530,419995,2.6327023129999998]
["1066000000-E","LIME FOR LIME TREATED SOIL","","",1620,285885,176.472222222]
["1077000000-E","57 STONE","","",39,4024.16,103.183589744]
["1099500000-E","SHALLOW UNDERCUT","","",96955,865433.75,8.9261384150000005]
["1099700000-E","IV SUBGRD STABILI","","",199265,4697998.37,23.576635987]
["1110000000-E","STABILIZER AGG","","",7250,206365.2,28.464165517000001]
["1111000000-E","IV AGG STABILI","","",9250,393250,42.513513514000003]
["1115000000-E","GEOTEXTILE FOR PVMT STABILIZ","","",114031,492939.14,4.322852031]
["1121000000-E","AGG BASE CRS","","",118832,3160398.42,26.595516528000001]
["1176000000-E","SOIL CEM BASE","","",159530,399619,2.5049771199999999]
["1187000000-E","PC FOR SOIL CEM BASE","","",14990,2527533.6,168.614649767]
["1198000000-E","AGG FOR SOIL CEM BS","","",1960,68600,35]
["1209000000-E","ASPH CURING SEAL","","",47900,146642.5,3.061430063]
["1220000000-E","INCIDENTL STONE BASE","","",74836,2302654.39,30.769340825]
["1231000000-E","SHDR BORROW","","",11900,58548,4.92]
["1243000000-E","SHDR CONST","","",4.97,14910,3000]
["1245000000-E","SHDR RECONST","","",994.6,2808434.78,2823.682666399]
["1275000000-E","PRIME COAT","","",17575.349999999999,112539.25,6.4032437480000004]
["1297000000-E","MILL ASP PVMT ****\" DTH","(1\")","",522,9760.5,18.698275861999999]
["","","(1-1/2\")","",2535333,3571017.21,1.4085002680000001]
["","","(1-1/4\")","",6374,17158.599999999999,2.6919673670000002]
["","","(2\")","",1829464,3418734,1.8687079929999999]
["","","(2-1/2\")","",127711,452036.35,3.5395255689999998]
["","","(3\")","",61144,229022.4,3.7456234460000002]
["","","(3-1/2\")","",21941,61434.8,2.8]
["","","(5-1/2\")","",268,4757.08,17.750298507]
["","","(6\")","",39504,187644,4.75]
["1308000000-E","MILL ASPH PVMT *** - ***","(0\" TO 1-1/2\")","",118306,314664.45,2.6597505620000002]
["","","(0\" TO 2\")","",6655,17215.55,2.586859504]
["","","(0\" TO 3\")","",1470,12495,8.5]
["","","(0\" TO 4\")","",1935,15643.44,8.0844651160000005]
["","","(0\" TO 5\")","",20300,85260,4.2]
["","","(3\" TO 4-1/2\")","",8080,24240,3]
["1330000000-E","INCIDENTAL MILLING","","",216463.4,2093012.72,9.669129839]
["1489000000-E","ASP CONC BASE CRS B25.0B","","",211835,11427778.550000001,53.946602544000001]
["1491000000-E","ASP CONC BASE CRS B25.0C","","",278126,13307814,47.848147961999999]
["1498000000-E","ASP CONC INTR CRS I19.0B","","",208827,11032438,52.830515210999998]
["1503000000-E","ASP CONC INTR CRS I19.0C","","",173990,8257521,47.459744813]
["1508000000-E","ASP CONC INTR CRS I19.0D","","",58022,2771942,47.773982283000002]
["1519000000-E","ASP CONC SURF CRS S9.5B","","",781161.8,36516723,46.746682954000001]
["1520000000-E","ASP CONC SURF CRS S9.5B LEVEL","","",15398,720983.75,46.823207558999997]
["1523000000-E","ASP CONC SURF CRS S9.5C","","",446970,20194087.350000001,45.179961407]
["1524000000-E","ASP CONC SURF CRS S9.5C LEVEL","","",4058,171136,42.172498767999997]
["1524200000-E","ASP CONC SURF CRS S9.5D","","",142196,6494023,45.669519536000003]
["1525000000-E","ASP CONC SURF CRS SF9.5A","","",246991,11981738.23,48.510829260999998]
["1525100000-E","ASP CONC SURF CRS SF9.5A LEVEL","","",3284,161697,49.237819731999998]
["1526000000-E","ASP CONC SURF CRS S4.75A","","",3189,150668.25,47.246237065000003]
["1575000000-E","ASP FOR PLANT MIX","","",134188.79999999999,51429727.549999997,383.26393521699998]
["1577000000-E","POLYM MOD ASP BNDR FOR PLT MIX","","",10102,5273529,522.02821223499996]
["1662000000-E","OG ASP FRICT FC-1 MOD","","",10206,811377,79.5]
["1663000000-E","OG ASP FRICT FC-2 MOD","","",17400,922200,53]
["1693000000-E","ASPH PLT MIX PVT REP","","",13663,2198183.46,160.88585669299999]
["1702000000-E","SEAL PVT CRACK & JTS","","",57993.2,202976.2,3.5]
["1704000000-E","PATCHING EXT PVT","","",123585,12435779,100.625310515]
["1748500000-E","AST, MAT & SINGLE SEAL","","",43234,49058.9,1.134729611]
["1775000000-E","AST, MAT COAT, 78M STONE","","",39456,17755.2,0.45]
["1775500000-E","AST, MAT COAT, *** STONE","(67)","",98350,108185,1.1000000000000001]
["","","(78)","",59800,53820,0.9]
["","","(67)","",490387,440351.98,0.89796829899999997]
["","","(78)","",34500,33465,0.97]
["","","(78M)","",105357,87112.85,0.82683495200000001]
["1803500000-E","AST, DOUBLE SEAL","","",269559,336067.89,1.246732218]
["1814500000-E","AST, SINGLE SEAL","","",77269,104313.15,1.35]
["1820000000-E","AST, FOG SEAL","","",47360,71040,1.5]
["1838000000-E","EMULSION FOR AST","","",495106,890044.85,1.7976854449999999]
["1838500000-N","VACUUM TRUCK","","",6,17500,2916.6666666669998]
["1839140000-E","ULTRATHIN BOND WEAR CRS","","",5686,437822,77]
["1840000000-E","MILL RUMBLE STRIPS","","",858371,163705.12,0.190716042]
["1880000000-E","GENERIC PAVING ITEM (TON)","ASPH CONC WEDGE CRS,","I19. 0B",300,19500,65]
["","","","I19.0B",100,8900,89]
["","","ASPH CONC WEDGE CRS,","I19.0B",100,10500,105]
["","","ASPH FOR PVT INTER- LAYER","",900,87300,97]
["","","JOINT REPAIR","",750,138750,185]
["","","PATCHING EXT PVT","(FULL DEPTH)",903.2,149028,165]
["","","","(MILL)",2070,320850,155]
["1881000000-E","GENERIC PAVING ITEM (LF)","8\" MILL RUMBLE STRIPS","(ASPH CONC)",120139,16958.03,0.141153414]
["","","MILL RUMBL STRIP ASPH","CONC (CENTRLINE)",105597,11603.2,0.10988191]
["","","REM & REPL ASPH","CURB",7200,79200,11]
["","","SEALING EXT CONC","PVT JOINTS",5074,20296,4]
["1882000000-E","GENERIC PAVING ITEM (GAL)","FOAM INSTALLATION SOIL STABI- LI","",300,20445,68.150000000000006]
["","","STRURAL FOAM VOID FILL /","STABILI",50,3407.5,68.150000000000006]
["1891000000-E","GENERIC PAVING ITEM (SY)","8\" CONTINUOUSLY REINF","CONC PVT REPAIR",3050,2638250,865]
["","","FINE MILLING (5/8\")","",225606,494249,2.190761771]
["","","LATEX MOD MICROSURFII","",242260,578887.14,2.3895283580000002]
["","","REPAIR OF JOINTD CONC","PVT SLABS",3298,2061250,625]
["","","UBWC REML","",383,13405,35]
["","","VARIABLE DEPTH MILL","",25000,66250,2.65]
["1891500000-N","GENERIC PAVING ITEM (LS)","10\" CONC SLEEPER SLAB","",1,120000,120000]
["2000000000-N","RIGHT OF WAY MKR","","",500,121449,242.898]
["2022000000-E","SUBDRAIN EXCAV","","",15930.9,305912.92,19.202488246000001]
["2026000000-E","GEOTEXTILE FOR SUBSURF DRNS","","",44030,267568.09999999998,6.0769498070000001]
["2033000000-E","SUBDRAIN FINE AGG","","",2334,101489.2,43.482947729000003]
["2036000000-E","SUBDRN COARSE AGG","","",7398.4,424112.97,57.324958099]
["2044000000-E","6\" PERF SUBDRN PIPE","","",57880,664041.80000000005,11.472733241]
["2070000000-N","SUBDRN PIPE OUTLET","","",121,42364.86,350.12280991699998]
["2077000000-E","6\" OUTLET PIPE","","",736,21700.2,29.483967391]
["2099000000-E","SHDR DRAIN","","",40670,343143.9,8.4372731739999995]
["2110000000-E","4\" SHDR DRAIN PIPE","","",40670,61716.7,1.517499385]
["2121000000-E","4\" OUTLET PIPE FOR SHDR DRN","","",3500,34111,9.7460000000000004]
["2132000000-N","CONC PAD SHLDR DRN OUTLET","","",100,43269.4,432.69400000000002]
["2143000000-E","BLOTTING SAND","","",65,2585,39.769230769000004]
["2190000000-N","TEMP STL PLT COVER FOR MDS","","",24,27703.5,1154.3125]
["2209000000-E","ENDWALLS","","",249.83,266050.05,1064.924348557]
["2220000000-E","REINF ENDWALLS","","",213.7,358587.58,1677.9952269539999]
["2253000000-E","PIPE COLLARS","","",36.994,42417.7,1146.6102611230001]
["2264000000-E","PIPE PLUGS","","",4.2039999999999997,3127.82,744.01046622299998]
["2275000000-E","FLOWABLE FILL","","",425.7,98096.38,230.43547098900001]
["2286000000-N","MASNRY DRNG STR","","",2278,4364217.53,1915.8110316069999]
["2297000000-E","MASNRY DRNG STR","","",177.14699999999999,283464.7,1600.166528363]
["2308000000-E","MASNRY DRNG STR","","",876.12,279834.71000000002,319.40226224700001]
["2354000000-N","FRM W/GRT 840.22 STD","","",22,7670,348.636363636]
["2354200000-N","FRM W/GRT 840.24 STD","","",3,1490.66,496.88666666699999]
["2355000000-N","FRM W/GRT 840.29 STD","","",1,493.01,493.01]
["2363000000-N","FRM W/2GRT 840.** STD","(840.20)","",101,49402.13,489.13]
["2364000000-N","FRM W/2GRT 840.16 STD","","",354,236921.56,669.26994350300004]
["2364200000-N","FRM W/2GRT 840.20 STD","","",157,104834.35,667.73471337599995]
["2365000000-N","FRM W/2GRT 840.22 STD","","",278,140871.76,506.73294964000002]
["2366000000-N","FRM W/2GRT 840.24 STD","","",236,205437.07,870.49605932199995]
["2367000000-N","FRM W/2GRT 840.29 STD","","",233,159898.99,686.26175965699997]
["2374000000-N","FRM-GRT-HD 840.03 **","(E)","",116,82832.84,714.07620689700002]
["","","(F)","",341,235909.08,691.81548387099997]
["","","(G)","",357,242206.61,678.44988795500001]
["2396000000-N","FRM W/COV STD 840.54","","",135,64189.16,475.47525925899998]
["2407000000-N","STL FRAM W/ 2 GTR, STD 840.37","","",13,19500,1500]
["2440000000-N","CONC TRANS SECT FOR CATCH BASIN","","",29,17885,616.72413793099997]
["2451000000-N","CONC TRANS SECT FOR DROP INLET","","",261,188118.39999999999,720.76015325699996]
["2462000000-E","**\" SLUICE GATE","(15\")","",1,4000,4000]
["","","(18\")","",2,8200,4100]
["","","(30\")","",1,5000,5000]
["","","(36\")","",2,20526.28,10263.14]
["","","(42\")","",1,10000,10000]
["","","(8\")","",2,7270.98,3635.49]
["2473000000-N","GENERIC DRNG ITEM (EA)","ENERGY DISSIPATOR BASIN","",1,500,500]
["","","REM & REPL CONC APRN","",25,91500,3660]
["2474000000-N","GENERIC DRNG ITEM(LS)","DRY DETENTION BASIN","",1,17790,17790]
["","","HAZARD SPILL BASIN","",1,4357.72,4357.72]
["2484000000-E","GENERIC DRNG ITEM (LF)","FLEXIBLE SEALANT (CRACK RE- PAIR)","",650,16250,25]
["2535000000-E","**\"X**\" CONC CURB","(8\" X 18\")","",960,21120,22]
["","","(8\" x 18\")","",60,1296,21.6]
["","","(9\" X 12\")","",1190,23324,19.600000000000001]
["2538000000-E","**'-**\" CONC CURB & GTR","(2'-9\")","",74120,1478685,19.949878575]
["2542000000-E","1'-6\" CONC CURB & GTR","","",40210,582357,14.482889827999999]
["2549000000-E","2'-6\" CONC CURB & GTR","","",149555,2871657.6,19.201347998999999]
["2556000000-E","SHDR BERM GTR","","",30139,689609.16,22.880956900000001]
["2570000000-N","MOD CONC FLUME","","",1,1650,1650]
["2577000000-E","CONC EXPRESSWY GTR","","",8880,193331.9,21.77161036]
["2580000000-E","CONC VALLEY GTR","","",420,13305,31.678571429000002]
["2591000000-E","4\" CONC SIDEWALK","","",39160,1374324,35.095097037999999]
["2600000000-N","RETROFIT EXT CURB RAMP","","",197,144100,731.47208121799997]
["2605000000-N","CONC CURB RAMP","","",355,501115,1411.591549296]
["2612000000-E","6\" CONC DRIVEWAY","","",25256,1608287.2,63.679410832999999]
["2619000000-E","4\" CONC PAVED DITCH","","",827,50364.800000000003,60.900604594999997]
["2627000000-E","4\" CONC ISLAND COVER","","",2930,147560,50.361774744000002]
["2647000000-E","5\" MONO CONC ISLANDS (SURF MTD)","","",8060,447613.5,55.535173696999998]
["2655000000-E","5\" MONO CONC ISLDS (KEY IN)","","",39447,2257299.2999999998,57.223598752999997]
["2657000000-E","**\" MONO CONC MEDIAN (*****)","(7\", KEYED IN)","",3,450,150]
["2703000000-E","CONC BARR ******","(T)","",480,48000,100]
["2710000000-N","CONC BARR TRAN SECT","","",1,12000,12000]
["2717000000-E","VAR HT CONC BARR ***","(T1)","",187,37400,200]
["","","(T2)","",128,32000,250]
["2724000000-E","PC REINF BARR SNGL FC","","",1807,189740,105.002767017]
["2738000000-E","GENERIC PAVING ITEM (SY)","12\" CONC TRUCK APRON","",1661,307285,185]
["","","4\" CONC SIDEWALK","",25,4460,178.4]
["","","6\" CONC PAVED DITCH","",540,38880,72]
["","","6\" REINF CONC DRIVEWAYS","",640,57171.199999999997,89.33]
["","","8\" REINF CONC","TRUCK APRON",160,10600,66.25]
["","","LATX MOD MICROSURF II","",143075,316195.75,2.21]
["","","PVT INTERLAYER (HIGH STRENGTH)","",78466,325633.90000000002,4.1500000000000004]
["","","PVT INTERLAYER (REGULAR)","",78466,494335.8,6.3]
["","","REM & REPL CONC","4\" SIDEWALK",20,4000,200]
["","","REM & REPL 4\" CONC","PAVED DITCH",2000,152000,76]
["2752000000-E","GENERIC PAVING ITEM (LF)","MEDIAN HAZARD PROTECTION","",398,98550,247.61306532699999]
["","","REM & REPL 2' CONC","VALLEY CURB",451,19844,44]
["","","REM & REPL 2'-6\" CURB &","GTR",754,45994,61]
["","","REM & REPL 8\" X 6\"","CONC CURB",380,8987,23.65]
["","","REM EXT 3' CONC","GTR",280,6020,21.5]
["2753000000-E","GENERIC PAVING ITEM 846 (LF)","SHDR BERM GTR (MOD)","",35,910,26]
["2759000000-N","GENERIC PAVING ITEM (EA)","EMERGENCY VEHICLE ACCESS","",6,50350.8,8391.7999999999993]
["","","REM & REPL CURB RAMP","",7,18200,2600]
["","","REM CONC CURB RAMP","",84,63000,750]
["2761000000-E","GENERIC PAVING ITEM 848 (SY)","5\" CONC DRIVEWAY","",476,21324.799999999999,44.8]
["2762000000-E","GENERIC PAVING ITEM (LB)","SLAB LEVELING, UNDERSEALING &","VOID FILLING",400,2500,6.25]
["2800000000-N","ADJ CATCH BASINS","","",38,64370,1693.947368421]
["2815000000-N","ADJ DROP INLETS","","",40,48140,1203.5]
["2830000000-N","ADJ MHS","","",609,524505,861.25615763500002]
["2845000000-N","ADJ METR OR VAL BOX","","",570,437785,768.04385964899996]
["2860000000-N","CONVERT CB TO JB","","",4,8163.38,2040.845]
["2875000000-N","CONVERT CB TO DI","","",3,7500,2500]
["2893000000-N","CONV CB TO JB W/MH","","",3,7500,2500]
["2905000000-N","CONVERT DI TO JB","","",3,4193.38,1397.793333333]
["2920000000-N","CONVERT DI TO CB","","",16,52000,3250]
["2938000000-N","CONV DI TO JB W/MH","","",8,14805.62,1850.7025000000001]
["2950000000-N","CONVERT JB TO DI","","",1,996.68,996.68]
["2995000000-N","GENERIC DRNG ITEM(EA)","CONV EXT CB TO TBJB","",2,2826.9,1413.45]
["3000000000-N","IMPACT ATTEN 350","","",17,259850,15285.294117646999]
["3030000000-E","STL BM GRDRL","","",111487.5,1765943.57,15.83983469]
["3045000000-E","SBGR SHOP CURVED","","",2612.5,48729.75,18.652535884999999]
["3060000000-E","SBGR DOUBLE FACED","","",1900,45600,24]
["3105000000-N","SBGR TERM SECT","","",32,3866.74,120.83562499999999]
["3150000000-N","ADDIT GRDRL POSTS","","",349,13079.4,37.476790831000002]
["3165000000-N","GR ANCH **********","(350 TL-2)","",1,2100,2100]
["3180000000-N","GR ANCH **********","(350 TL-2)","",7,14000,2000]
["","","(BIC)","",13,35100,2700]
["","","(BURIED IN CUT)","",24,67200,2800]
["","","(III SHOP CURVED)","",2,3800,1900]
["","","(T-101)","",4,6156,1539]
["3195000000-N","GR ANCH AT-1","","",26,14795.1,569.04230769200001]
["3210000000-N","GR ANCH CAT-1","","",199,111454.05,560.07060301499996]
["3215000000-N","GR ANCH III","","",79,125906.92,1593.7584810129999]
["3270000000-N","GR ANCH 350","","",362,721929.3,1994.279834254]
["3285000000-N","GR ANCH M-350","","",15,27950,1863.3333333329999]
["3317000000-N","GR ANCH B-77","","",117,190616.5,1629.200854701]
["3319000000-N","GR ANCH B-83","","",64,105900,1654.6875]
["3345000000-E","REM & RESET GRDRL","","",1262.5,18937.5,15]
["3347000000-E","REM & RESET GUIDERL","","",1000,3000,3]
["3360000000-E","REM EXT GRDRL","","",65891.5,59270.080000000002,0.89951025500000004]
["3365000000-E","REM EXT GUIDERL","","",10660,12160,1.1407129460000001]
["3380000000-E","TEMP STL BM GRDRL","","",10037.5,102352.38,10.196999253]
["3387000000-N","TEMP GDRL ANCH UNIT**","(B-77)","",15,14241.38,949.42533333300003]
["","","(CAT-1)","",6,2047,341.16666666700002]
["","","(III)","",13,12472,959.38461538499996]
["","","(W-BEAM)","",6,9200,1533.3333333329999]
["3389000000-N","TEMP GDRL ANCH UNIT**","(350, TL-2)","",19,19607.63,1031.9805263159999]
["3389100000-N","TEMP GDRL ANCH UNITS 350","","",22,22118.52,1005.387272727]
["3389200000-E","CABLE GUIDERL","","",3000,22500,7.5]
["3389400000-E","DBL FACE CBL GUIDERL","","",9640,71336,7.4]
["3389500000-N","ADDL GUIDERL POSTS","","",22,1450,65.909090909]
["3389600000-N","CBL GUIDERL ANCH UNIT","","",28,43200,1542.8571428570001]
["3420000000-E","GENERIC GRDRL ITEM (LF)","REM & REPL EXT","GRDRL",1950,39000,20]
["","","REM & RESET EXT","GRDRL",50,650,13]
["","","REM & REPL EXT","GRDRL",20900,329175,15.75]
["","","REM & RESET EXT","GRDRL",59660,244606,4.0999999999999996]
["","","REM & RESET EXT GRDRL","",76036,1237105.72,16.27]
["","","TEMP STL BM GRDRL","W/ EXT LGTH POST",4395,57135,13]
["","","WEATH STL BM GRDRL","W/ PAINTED LAPS",11875,301120.31,25.357499788999998]
["","","","W/ PAINTED LAPS, SHOP CURVED",200,5796,28.98]
["3435000000-N","GENERIC GRDRL ITEM (EA)","EXTRA LGTH GRDRL POSTS (8' STL)","",5,475,95]
["","","PAINT GRDRL ANCH UNIT","350",38,165186,4347]
["","","","350, TL-2",2,8211,4105.5]
["","","WEATH STL ADDL","GRDRL POSTS",20,1086.75,54.337499999999999]
["","","WEATH STL BM GRDRL","ANCH UNIT, AT-1, PAINT-ED LAPS",5,7546.88,1509.376]
["","","","ANCH UNIT, B-77, PAINT-ED LAPS",8,30912,3864]
["","","","TERM SECTIONS, PAINTED LAPS",2,362.25,181.125]
["","","WEATH STL BM GRDRL ANCH","UNIT, B-77 SHOP CURV, PAINT LAPS",2,8814.75,4407.375]
["3436000000-N","GENERIC GRDRL ITEM (EA) 862","TEMP ADDL GRDRL","POSTS",10,422.63,42.262999999999998]
["3500000000-E","WOVEN WIRE FENCE **\" FAB","(48\")","",37000,88800,2.4]
["3503000000-E","WOVEN WIRE FENCE 47\" FAB","","",173425,524069.8,3.0218815050000001]
["3506000000-E","4\" TIMBER POSTS *****LONG","(8')","",386,6176,16]
["3509000000-E","4\" TIMBER POSTS 7'-6\"LONG","","",12647,203449,16.086739938000001]
["3515000000-E","5\" TIMBER POSTS 8'-0\"LONG","","",3749,112955.2,30.129421179000001]
["3533000000-E","CHN LK FENCE **\" FAB","(60\")","",2588,20927.5,8.0863601240000005]
["","","(72\")","",3347,37725,11.27128772]
["","","(84\")","",5310,84960,16]
["3536000000-E","CHN LK FENCE 48\" FABRIC","","",1070,21010,19.635514018999999]
["3539000000-E","MET LINE PST **\" FEN","(60\")","",215,12449,57.902325580999999]
["","","(72\")","",276,18726,67.847826087000001]
["","","(84\")","",447,42465,95]
["3542000000-E","MET LINE PST 48\" FEN","","",89,3246,36.471910112000003]
["3545000000-E","MET TERM PST **\" FEN","(60\")","",34,4130,121.47058823499999]
["","","(72\")","",15,2265,151]
["","","(84\")","",37,5920,160]
["3548000000-E","MET TERM PST 48\" FEN","","",25,1384,55.36]
["3557000000-E","ADDL BARBED WIRE","","",9220,260,2.8199565999999999E-2]
["3564000000-E","SGL GATE **HIGH, **WIDE, **OPEN","(48\", 12', 12')","",2,1000,500]
["","","(48\", 20', 20')","",2,4000,2000]
["3565000000-E","DBL GATE **HIGH, **WIDE, **OPEN","(48\", 10', 20')","",1,2250,2250]
["3572000000-E","CHAIN LINK FENCE RESET","","",40,1280,32]
["3574000000-E","GENERIC FENCING ITEM 867 (LF)","WOOD FENCE RESET","",131,3930,30]
["3575000000-E","GENERIC FENCING ITEM (LF)","DECORATIVE FENCE","",730,49640,68]
["","","PEDESTRIAN SAFETY RAIL","",340,18700,55]
["3578000000-N","GENERIC FENCING ITEM (EA)","24' STL PIPE GATE","",1,6500,6500]
["3595000000-E","RELAPPING GRDRL","","",1925,6237.5,3.2402597399999999]
["3628000000-E","RIP RAP, I","","",8034,414173.31,51.552565346999998]
["3635000000-E","RIP RAP, II","","",12004,580381.56000000006,48.349013661999997]
["3642000000-E","RIP RAP, A","","",302,14943.13,49.480562913999997]
["3649000000-E","RIP RAP, B","","",14736,707297.88,47.997956025999997]
["3651000000-E","BOULDERS","","",30,3339.9,111.33]
["3656000000-E","GEOTEXTILE FOR DRNGE","","",116084,303407.96999999997,2.6136932740000001]
["3659000000-N","PREFORM SCOUR HOLE","","",17,26547.1,1561.5941176470001]
["4025000000-E","CONTR FURN, ***SIGN","(A)","",184,3312,18]
["","","(B)","",27.5,962.5,35]
["","","(D)","",94.6,1762,18.625792812]
["","","(E)","",457.75,8181.5,17.873293281999999]
["","","(MILEMARKER)","",8,128,16]
["4048000000-E","REINF CONC FOUNDTN","","",25,24420,976.8]
["4054000000-E","PLN CONC FOUNDTN","","",8,3350.6,418.82499999999999]
["4057000000-E","OVERHEAD FOOTING","","",218,216705,994.05963302800001]
["4060000000-E","SUPP, BREAKAWAY STL BM","","",26634,137732.5,5.1713035969999996]
["4066000000-E","SUPPS, SIMPLE STL BM","","",3333,15431.5,4.6299129910000003]
["4072000000-E","SUPP, 3-LB STL U-CHAN","","",32987,223628.24,6.7792839599999999]
["4078000000-E","SUPP, 2-LB STL U-CHAN","","",2,70,35]
["4082000000-E","SUPP, WOOD","","",3179,47060,14.803397295]
["4082100000-N","SUPP, OVRHD SIGN STR ****","(116+75 -L-)","",1,30150,30150]
["","","(124+75 -L-)","",1,29180,29180]
["","","(16+50 -RPC-)","",1,53410,53410]
["","","(16+50 -Y1-)","",1,33500,33500]
["","","(21+00 -YWB01-)","",1,46110,46110]
["","","(21+15 -L-)","",1,56835,56835]
["","","(25+44 -L-)","",1,22190,22190]
["","","(27+40 -Y1-)","",1,22000,22000]
["","","(28+17 -L-)","",1,22705,22705]
["","","(32+38 -L-)","",1,46170,46170]
["","","(32+62 -Y1-)","",1,54000,54000]
["","","(46+00 -L-)","",1,21780,21780]
["","","(49+42 -L-)","",1,31000,31000]
["","","(7+30 -Y1-)","",1,29500,29500]
["","","(91+85 -L-)","",1,28500,28500]
["","","(96+78 -L-)","",1,47235,47235]
["4096000000-N","SIGN ERECTION, D","","",89,10939.24,122.912808989]
["4102000000-N","SIGN ERECTION, E","","",1785,138956.45000000001,77.846750700000001]
["4108000000-N","SIGN ERECTION, F","","",307,34103.86,111.087491857]
["4109000000-N","SIGN ERECT, ***(OVRHD)","(A)","",9,6930,770]
["","","(B)","",9,720,80]
["4110000000-N","SIGN ERECT**(GRD MTD)","(A)","",46,25456,553.39130434799995]
["","","(A/B)","",6,4800,800]
["","","(B)","",5,2866.7,573.34]
["4114000000-N","SIGN ERECTN, MILEMKR","","",2,150,75]
["4116100000-N","SIGN ERECT, RELOC ** GRD MTD","(A)","",10,3640,364]
["","","(B)","",2,420,210]
["","","(D)","",51,8115.02,159.118039216]
["","","(E)","",70,5779.17,82.559571429000002]
["","","(F)","",14,3150,225]
["4138000000-N","DISP SUPP, STL BM","","",8,7180,897.5]
["4141000000-N","DISP SUPP, WOOD","","",12,70,5.8333333329999997]
["4152000000-N","DISP SIGN SYST STL BM","","",6,3265,544.16666666699996]
["4155000000-N","DISP SIGN SYST U-CHAN","","",956,7979.59,8.3468514640000002]
["4158000000-N","DISP SIGN SYST WOOD","","",143,340.04,2.3779020979999999]
["4192000000-N","DISP SUPP, U-CHAN","","",44,1967.72,44.720909091000003]
["4234000000-N","DISP SIGN, A OR B (OVRHD)","","",6,300,50]
["4237000000-N","STOCKPILE SIGN, D, E, F","","",58,1160,20]
["4238000000-N","DISP SIGN, D, E, F","","",19,95,5]
["4238500000-N","DISP SIGN, MILEMKR","","",2,30,15]
["4251000000-N","DISP LIGHT SYS","","",3,1050,350]
["4263000000-N","DISP WALKWAY","","",3,1050,350]
["4273000000-N","GENERIC SIGNING ITEM (EA) 907","DISP OF SIGN SYS ON SPAN WIRE","",1,500,500]
["4360000000-N","GENERIC SIGNING ITEM (EA)","CUTTING OF SIGN HANGERS, OVER-HEAD","",12,600,50]
["","","DISP OF SIGN SYS, SPAN WIRE","",2,1000,500]
["4370000000-N","GENERIC SIGNING ITEM (LS)","DISP OF FLASHER SYS","",2,1020,510]
["4400000000-E","WORK ZONE SIGNS (STAT)","","",32545,274663.96000000002,8.4395132890000006]
["4405000000-E","WORK ZONE SIGNS (PORT)","","",17005,321704.55,18.918232873000001]
["4410000000-E","WORK ZONE SIGNS (BARR)","","",7724,68468,8.8643190060000006]
["4413000000-E","WORK ZONE ADV/GEN WARN SIGN","","",92713.4,690659.12,7.4493991160000004]
["4415000000-N","FLASHING ARROW BOARD","","",78,230926.66,2960.5982051279998]
["4420000000-N","PORT CHANGE MSG SIGN","","",113,1202846.78,10644.661769912]
["4422000000-N","PORT CHANGE MSG SIGN (SHORT TERM)","","",554,67201.399999999994,121.30216606499999]
["4430000000-N","DRUMS","","",14974,687681.77,45.925054762000002]
["4435000000-N","CONES","","",4191,66363.179999999993,15.834688617999999]
["4445000000-E","BARRICADES (III)","","",12461,290856.81,23.341369874000002]
["4450000000-N","FLAGGER","","",22388,609625,27.229989280000002]
["4455000000-N","FLAGGER","","",5202,1193911.54,229.510099962]
["4457000000-N","TEMP TRAF CONTRL(SP)","","",26,2171266.52,83510.250769231003]
["4465000000-N","TEMP CRASH CUSHIONS","","",90,457721.14,5085.7904444440001]
["4470000000-N","RESET CRASH CUSHION","","",88,148312.47,1685.3689772729999]
["4480000000-N","TMA","","",65,1297887.01,19967.492461538]
["4485000000-E","PORT CONC BARR","","",47825,909465.5,19.016529011999999]
["4490000000-E","PORT CONC BARR(ANCHRD)","","",6846,211149.95,30.842820625000002]
["4500000000-E","RESET PORT CONC BAR","","",115258,349562,3.0328653980000002]
["4505000000-E","RESET PORT CONC BARR,ANCH","","",6216,67586.820000000007,10.873040541]
["4510000000-N","LAW ENFORCEM","","",10264,462893.5,45.09874318]
["4516000000-N","SKINNY DRUM","","",3653,94484.66,25.864949357]
["4520000000-N","TUBULAR MKR (FIXED)","","",887,40993,46.215332582000002]
["4590000000-E","GENERIC TRAFFIC CONTROL ITEM (LF)","WORK ZONE \"PERFORMANCE\"","PVT MKG LINES (6\")",7800,9750,1.25]
["","","WORK ZONE \"PERFORMANCE\" PAVE-","MENT MKG LINES, 6\"",32303,30687.85,0.95]
["","","WORK ZONE ASPH ISLD","",1100,24200,22]
["4595000000-E","GENERIC TRAFFIC CONTROL ITEM (SF)","HIGH VISIBILITY RIGID PORTABLE","WORK ZONE SIGNS",320,2528,7.9]
["","","HIGH VISIBILITY STATION","WORK ZONE SIGNS",272,2067.1999999999998,7.6]
["","","WORK ZONE TRAFFIC","\"PATTERN MASKG\"",437000,100510,0.23]
["","","WORK ZONE TRAFFIC \"PATTERN MASKING\"","",135400,74470,0.55000000000000004]
["4600000000-N","GENERIC TRAFFIC CONTROL ITEM (EA)","HIGH VISIBILITY DRUMS","",155,9555.75,61.65]
["","","SEQUENTIAL FLASHING WARNING LIGHTS","",64,11840,185]
["","","TEMP PORT TRAFFIC","SIGNAL SYS",2,41000,20500]
["","","WORK ZONE DIGITAL SPEED LIMIT SIGNS","",14,73500,5250]
["","","WORK ZONE PRESENCE LIGHTING","",15,75000,5000]
["4650000000-N","TEMP RAISED PVMT MRKS","","",10312,87192.46,8.4554363850000005]
["4685000000-E","THERMO PVT MKG LINES 4\"90","","",3322426,1613595.68,0.48566790700000001]
["4686000000-E","THERMO PVT MKG LINES 4\"120","","",2769324,1718815.58,0.620662508]
["4688000000-E","THERMO PVT MKG LINES,6\"90 MILS","","",750424,627792.78,0.83658409099999997]
["4690000000-E","THERMO PVT MKG LINES 6\"120 MILS","","",99806,98145.07,0.98335841499999999]
["4695000000-E","THERMO PVT MKG LINES 8\"90 MILS","","",60834,133806.75,2.1995389090000002]
["4697000000-E","THERMO PVT MKG LINE 8\"120 MILS","","",20487,50279.05,2.454192903]
["4700000000-E","12\"WIDE THERMO 90 MILS","","",71226,237038.8,3.3279813549999999]
["4702000000-E","12\"WIDE THERMO 120 MILS","","",9424,22796,2.4189303899999999]
["4705000000-E","THERMO LINES 16\" 120MILS","","",3715,32237.5,8.6776581430000004]
["4710000000-E","24\"WIDE THERMO 120 MILS","","",43489,423370.26,9.7351114069999998]
["4721000000-E","THERMO PVT MKG CHAR 120","","",1137,129168.58,113.60473175]
["4725000000-E","THERMO PVT SYM 90MILS","","",6018,790342.06,131.32968760399999]
["4726100000-E","HIP THERMO PVT MKG CHAR 120 MILS","","",116,21460,185]
["4726110000-E","HIP THERMO PVT SYM 90 MILS","","",277,113806.36,410.85328519900003]
["4770000000-E","4\" COLD APPL PLSTIC LINES **","(II)","",27235,73919.199999999997,2.7141252069999999]
["","","(III)","",1938,13566,7]
["","","(IV)","",84564,141045.20000000001,1.667910695]
["4775000000-E","6\" COLD APPL PLSTIC LINES **","(II)","",29973,172395.2,5.7516831819999998]
["","","(IV)","",62147,160008.25,2.5746737569999998]
["4780000000-E","8\" COLD APPL PLSTIC LINES **","(II)","",150,1074,7.16]
["4785000000-E","12\" COLD PLSTIC LINES **","(III)","",355,6390,18]
["4795000000-E","24\" COLD APPL PLSTIC LINE **","(IV)","",72,1800,25]
["4805000000-N","COLD APPL PLASTIC SYM **","(II)","",64,31262.25,488.47265625]
["","","(IV)","",18,4590,255]
["4810000000-E","PAINT PVMT MKG 4\"","","",12407332,1916904.43,0.15449771400000001]
["4815000000-E","PAINT PVMT MKG 6\"","","",1348163,286649.05,0.212621953]
["4820000000-E","PAINT PVMT MKG 8\"","","",64947,51208.35,0.78846366999999995]
["4825000000-E","PAINT PVMT MKG 12\"","","",66738,46363,0.69470166899999997]
["4830000000-E","PAINT PVT MKG LINE16\"","","",1000,3379,3.379]
["4835000000-E","PAINT PVT MKG LINE24\"","","",34871,120532.89,3.4565366640000001]
["4840000000-N","PAINT PVT MKG CHAR","","",463,18847.419999999998,40.707170626]
["4845000000-N","PAINT PVT MKG SYM","","",3896,157614.94,40.455580081999997]
["4847000000-E","POLYUREA LINES (4\" *****)","(HIGHLY REFLECTIVE ELEMENTS)","",2468314,2282274.29,0.92462883200000001]
["","","(HIGHLY REFLECTIVE MEDIA)","",1084,2168,2]
["","","(HIGHY REFLECTIVE ELEMENTS)","",18619,20480.900000000001,1.1000000000000001]
["4847100000-E","POLYUREA LINES (6\" *****)","(HIGHLY REFLECTIVE ELEMENTS)","",1143588,1165722.0900000001,1.019354951]
["","","(HIGHLY REFLECTIVE MEDIA)","",13748,22684.2,1.65]
["4847110000-E","POLYUREA LINES (8\" *****)","(HIGHLY REFLECTIVE ELEMENTS)","",25658,47424.04,1.848313976]
["4847120000-E","POLYUREA LINES (12\" *****)","(HIGHLY REFLECTIVE ELEMENTS)","",59711,192148.2,3.2179698879999998]
["4850000000-E","LINE REML 4\" WIDE","","",740128,243099.55,0.32845609100000001]
["4855000000-E","LINE REML 6\" WIDE","","",414112,248766.2,0.60072202699999999]
["4860000000-E","LINE REML 8\" WIDE","","",4307,5192,1.2054794520000001]
["4865000000-E","LINE REML 12\" WIDE","","",25745,35733.15,1.387964653]
["4870000000-E","LINE REML 24\" WIDE","","",1839,6246.6,3.3967373570000001]
["4875000000-N","REML OF SYMBL & CHARAC","","",481,45876.79,95.377941788000001]
["4890000000-E","GENERIC PVT MKG ITEM (LF)","HOT SPRAY THERMO","PVT MKG LINES, 4\", 50MILS",259235,67401.100000000006,0.26]
["","","HOT SPRAY THERMO PAVE-","MENT MKG LINES (12\", 50MILS)",300,300,1]
["","","","MENT MKG LINES (4\", 50 MILS)",54110,16774.099999999999,0.31]
["","","","MENT MKG LINES (4\", 50MILS)",133975,40192.5,0.3]
["","","","MENT MKG LINES (4\", 50MIL)",17055,5969.25,0.35]
["","","THERMO PVT MARK-","INGS, (4\", 50MIL)",197077,102480.04,0.52]
["","","THERMO PVT MKG","LINES (4\", 120 MILS, HRE)",13749,8524.3799999999992,0.62]
["","","","LINES (4\", 50MILS)",355022,170398.1,0.47996490400000003]
["","","","LINES (4\", 90 MILS, HRE)",54316,37478.04,0.69]
["","","","LINES, 4\" 120 MILS (RUMBLE STRIPS)",111685,63660.45,0.56999999999999995]
["","","THERMO PVT MKGLINES, 4\"","120 MILS (HIGHLY REFLECTVE MEDIA)",361187,222908.37,0.61715501900000003]
["","","","90 MILS (HIGHLY REFLECTVE MEDIA)",348796,230360.67,0.66044527500000005]
["","","THERMO PVT MKGLINES, 8\"","120 MILS (HIGHLY REFLECTVE MEDIA)",400,884,2.21]
["4891000000-E","GENERIC PVMT MKG ITEM (LF) 1205","REML OF PVT MKG LINES (9\")","",24317,23101.15,0.95]
["4895000000-N","GENERIC PVT MKG ITEM (EA)","IN LANE ROUTE SHIELDS","",8,18190,2273.75]
["","","REM & REPL SNOWPLOWABLE MKR","",175,8531.25,48.75]
["","","REPL SNOWPLOWABLE PVT","MARKER REFLECTOR",1371,17480.25,12.75]
["4900000000-N","PERM RAISED PVMT MKR","","",25907,170591.7,6.5847724550000004]
["4905000000-N","SNOWPLB PVMT MRKER","","",39754,1081401.6399999999,27.202335361999999]
["4915000000-E","7' U-CHANNEL POSTS","","",40,1918.68,47.966999999999999]
["4935000000-N","FLEX DELINATR (CRYSTAL)","","",106,6152,58.037735849000001]
["4940000000-N","FLEX DELINATR (YELLOW)","","",96,9696,101]
["4945000000-N","FLEX DELINATR (CRY & RED)","","",14,658,47]
["4955000000-N","OBJECT MKR (END OF RD)","","",39,15760.68,404.12]
["4957000000-N","OBJECT MKR (**)","(III)","",4,180,45]
["5005000000-E","80' HIGH MOUNT STD","","",1,15350,15350]
["5010000000-E","100' HIGH MOUNT STD","","",2,34450,17225]
["5015000000-E","120' HIGH MOUNT STD","","",3,63000,21000]
["5020000000-N","PORTABLE DRIVE UNIT","","",1,5185,5185]
["5025000000-E","HIGH MOUNT FOUNDS","","",42,30870,735]
["5070000000-N","STD FOUNDAT ***********","(R1)","",4,340,85]
["","","(R2)","",2,1320,660]
["5120000000-N","SERVICE POLE ************","(30' 4)","",1,1465,1465]
["5125000000-E","SERVICE LATERAL ******","(3 1/0 USE)","",25,750,30]
["5145000000-N","LITE CNTRL RW*********","(240/480 V)","",1,12150,12150]
["5155000000-E","ELECT DUCT BD, SIZE **","(2\")","",280,1820,6.5]
["","","(3\")","",190,1472.5,7.75]
["5160000000-E","ELECT DUCT JA, SIZE ***","(2\")","",560,7700,13.75]
["","","(3\")","",255,4143.75,16.25]
["","","(4\")","",230,4542.5,19.75]
["5180000000-E","**-4 W/G FEEDR CIRCUIT","(2)","",700,2975,4.25]
["5205000000-E","**-8 W/G FEEDR N *****\"","(2, 1-1/2\")","",3380,24167,7.15]
["5215000000-E","**-4 W/G FEEDER N *****\"","(2, 1-1/2\")","",4990,45159.5,9.0500000000000007]
["5255000000-N","PORTABLE LIGHTING","","",14,1280100,91435.714285713999]
["5260000000-N","GENERIC LIGHTING ITEM (LS)","UNDERPASS CIRCUITRY (AT","I-85/US-321 INTERCHANGE)",1,8095,8095]
["5270000000-N","GENERIC LIGHTING ITEM (EA)","100' HIGH MOUNT LUM - LED","",12,23400,1950]
["","","120' HIGH MOUNT LUM - LED","",24,46800,1950]
["","","80' HIGH MOUNT LUM - LED","",8,11600,1450]
["","","ELECTRICAL JUNCTION BOXES PC18","",11,3300,300]
["","","ELECTRICAL JUNCTION BOXES PC36","",3,1725,575]
["","","LIGHT STD, MTLT 45' SA, 15' ARM","",6,15900,2650]
["","","ROADWAY LIGHT STD","LUM - 285W LED",6,3420,570]
["","","UNDERPASS LUMIN (WM)","",12,11580,965]
["5319000000-E","B CONC FOR ENCAS LINE","","",7,3500,500]
["5325200000-E","2\" WATER LINE","","",1894,86687,45.769271383000003]
["5325300000-E","3\" WATER LINE","","",20,1375.2,68.760000000000005]
["5325400000-E","4\" WATER LINE","","",132,16695.36,126.48]
["5325600000-E","6\" WATER LINE","","",11757,753156.8,64.060287488]
["5325800000-E","8\" WATER LINE","","",16613,988053,59.474688497000002]
["5326000000-E","10\" WATER LINE","","",8191,297489,36.319008668000002]
["5326200000-E","12\" WATER LINE","","",38886,2122533.2000000002,54.583479916000002]
["5326600000-E","16\" WATER LINE","","",12503,1356484.86,108.49275054]
["5327000000-E","20\" WATER LINE","","",1079,188825,175]
["5327400000-E","24\" WATER LINE","","",2326,492110,211.569217541]
["5329000000-E","DI H2O PIPE FITTINGS","","",151315,856521.3,5.6605181240000002]
["5534000000-E","**\" VALVE","(3\")","",1,736.29,736.29]
["5536000000-E","2\" VALVE","","",9,8126.64,902.96]
["5538000000-E","4\" VALVE","","",2,3100.76,1550.38]
["5540000000-E","6\" VALVE","","",70,74519.199999999997,1064.56]
["5546000000-E","8\" VALVE","","",37,59731.92,1614.3762162160001]
["5552000000-E","10\" VALVE","","",7,17700,2528.5714285710001]
["5558000000-E","12\" VALVE","","",76,190329.7,2504.3381578950002]
["5558600000-E","16\" VALVE","","",14,73807.77,5271.9835714290002]
["5559000000-E","20\" VALVE","","",2,14400,7200]
["5559400000-E","24\" VALVE","","",1,15000,15000]
["5571600000-E","6\" TAPPING VALVE","","",5,23589.34,4717.8680000000004]
["5571800000-E","8\" TAPPING VALVE","","",2,12800,6400]
["5572200000-E","12\" TAPPING VALVE","","",1,7070,7070]
["5589100000-E","1\" AIR RELEASE VALVE","","",8,33555.699999999997,4194.4624999999996]
["5589200000-E","2\" AIR RELEASE VALVE","","",5,22256.04,4451.2079999999996]
["5606000000-E","2\" BLOW OFF","","",11,27580.240000000002,2507.2945454549999]
["5648000000-N","RELOC WATER METER","","",216,389157.25,1801.6539351849999]
["5649000000-N","RECONNECT H2O METER","","",68,70683.72,1039.466470588]
["5653210000-E","RELC 2\" DCV BACKFLOW PREVNT A","","",2,4220,2110]
["5656100000-E","RELC **\" RPZ BACKFLOW PREVNT A","(1\")","",1,4000,4000]
["","","(1-1/2\")","",1,2200,2200]
["5656310000-E","RELC 3\" RPZ BACKFLOW PREVNT A","","",1,1981,1981]
["5666000000-E","FIRE HYDRANT","","",53,253094.31,4775.364339623]
["5672000000-N","RELOC FIRE HYDRANT","","",64,254354.63,3974.2910937500001]
["5678400000-E","6\" LINE STOP","","",2,20640,10320]
["5685200000-E","16\" LINE STOP W/ BYPASS","","",4,88000,22000]
["5689000000-E","GENERIC UTIL ITEM (EA) 1515","SEWAGE COMBINATION AIR VALVE","",2,12929.64,6464.82]
["5691000000-E","**\" SANIT GRAV SEWER","(15\")","",809,117305,145]
["","","(48\")","",94,112330,1195]
["5691100000-E","4\" SANIT GRAV SEWER","","",72,4320,60]
["5691200000-E","6\" SANIT GRAV SEWER","","",124,10990,88.629032257999995]
["5691300000-E","8\" SANIT GRAV SEWER","","",3301,385775,116.866101181]
["5691400000-E","10\" SANIT GRAV SEWER","","",1260,131882,104.668253968]
["5691500000-E","12\" SANIT GRAV SEWER","","",240,57600,240]
["5691600000-E","16\" SANIT GRAV SEWER","","",187,74800,400]
["5691700000-E","18\" SANIT GRAV SEWER","","",170,49640,292]
["5691900000-E","24\" SANIT GRAV SEWER","","",1524,392700,257.67716535400001]
["5709100000-E","2\" FORCE MAIN SEWER","","",476,9520,20]
["5709200000-E","4\" FORCE MAIN SEWER","","",758,49312,65.055408971000006]
["5709300000-E","6\" FORCE MAIN SEWER","","",60,5160,86]
["5709400000-E","8\" FORCE MAIN SEWER","","",5756,299628,52.054899235999997]
["5709500000-E","10\" FORCE MAIN SEWER","","",2344,149875.35999999999,63.94]
["5709600000-E","12\" FORCE MAIN SEWER","","",926,91950,99.298056156000001]
["5768000000-N","SANIT SEW CLEAN-OUT","","",40,35200,880]
["5769000000-E","DI SEWER PIPE FITTINGS","","",11669,82685.48,7.0859096749999999]
["5774000000-E","**' DIA UTIL MH","(7')","",2,29440,14720]
["5775000000-E","4' DIA UTIL MH","","",57,215193.14,3775.3182456139998]
["5776000000-E","5' DIA UTIL MH","","",6,29660,4943.3333333330002]
["5780000000-E","UTIL MH WALL, **' DIA","(7')","",24,14400,600]
["5781000000-E","UTIL MH WALL, 4' DIA","","",234.5,71114.5,303.26012793199999]
["5782000000-E","UTIL MH WALL, 5' DIA","","",35.200000000000003,16165,459.23295454499998]
["5798000000-E","ABAN **\" UTIL PIPE","(15\")","",880,15824,17.981818182000001]
["","","(2\")","",530,5.3,0.01]
["","","(48\")","",94,8272,88]
["5800000000-E","ABAN 6\" UTIL PIPE","","",14342,83374.58,5.8133161339999999]
["5801000000-E","ABAN 8\" UTIL PIPE","","",23806,147377.60999999999,6.190775855]
["5802000000-E","ABAN 10\" UTIL PIPE","","",11019,47790.9,4.3371358559999997]
["5804000000-E","ABAN 12\" UTIL PIPE","","",19768,186039.15,9.4111265680000002]
["5810000000-E","ABAN 16\" UTIL PIPE","","",5555,91530,16.477047705]
["5811000000-E","ABAN 18\" UTIL PIPE","","",585,11190,19.128205128000001]
["5812000000-E","ABAN 20\" UTIL PIPE","","",1063,42520,40]
["5813000000-E","ABAN 24\" UTIL PIPE","","",3228,122565,37.969330855000003]
["5814000000-E","ABAN 30\" UTIL PIPE","","",60,2640,44]
["5815000000-N","REM WATER METER","","",11,4600,418.18181818199997]
["5815500000-N","REM FIRE HYDRANT","","",54,45454.02,841.74111111100001]
["5816000000-N","ABAN UTIL MH","","",26,52600,2023.0769230769999]
["5828000000-N","REM UTIL MH","","",11,17861.669999999998,1623.7881818180001]
["5835000000-E","**\" ENCASEMENT PIPE","(2\")","",188,7520,40]
["","","(8\")","",42,12600,300]
["5835600000-E","12\" ENCASEMENT PIPE","","",210,15334.2,73.02]
["5835700000-E","16\" ENCASEMENT PIPE","","",1272,134780.5,105.95951257900001]
["5835800000-E","18\" ENCASEMENT PIPE","","",415,46053.5,110.97228915700001]
["5835900000-E","20\" ENCASEMENT PIPE","","",2720,171363.20000000001,63.001176471000001]
["5836000000-E","24\" ENCASEMENT PIPE","","",1040,126494.8,121.62961538499999]
["5836200000-E","30\" ENCASEMENT PIPE","","",280,62160,222]
["5836400000-E","36\" ENCASEMENT PIPE","","",1545,343789.4,222.51741100300001]
["5871400000-E","6\" TRENCHLESS INSTALL (IN SOIL)","","",506,26102,51.584980237000003]
["5871410000-E","6\" TRENCHLESS INSTALL (NOT IN SOIL)","","",89,30038,337.50561797799998]
["5871500000-E","8\" TRENCHLESS INSTALL (IN SOIL)","","",266,34615,130.13157894700001]
["5871510000-E","8\" TRENCHLESS INSTALL (NOT IN SOIL)","","",266,95865,360.39473684199999]
["5871700000-E","12\" TRENCHLESS INSTALL (IN SOIL)","","",385,28638.6,74.385974026]
["5871710000-E","12\" TRENCHLESS INSTALL (NOT IN SOIL)","","",385,12828.6,33.321038960999999]
["5871900000-E","16\" TRENCHLESS INSTALL (IN SOIL)","","",458,137560,300.34934497799998]
["5871910000-E","16\" TRENCHLESS INSTALL (NOT IN SOIL)","","",458,247445,540.27292576399998]
["5872000000-E","18\" TRENCHLESS INSTALL (IN SOIL)","","",33,12837,389]
["5872010000-E","18\" TRENCHLESS INSTALL (NOT IN SOIL)","","",32,24160,755]
["5872100000-E","20\" TRENCHLESS INSTALL (IN SOIL)","","",1131,216730.08,191.626949602]
["5872110000-E","20\" TRENCHLESS INSTALL (NOT IN SOIL)","","",1130,734551.56,650.045628319]
["5872200000-E","24\" TRENCHLESS INSTALL (IN SOIL)","","",133,28800.2,216.54285714299999]
["5872210000-E","24\" TRENCHLESS INSTALL (NOT IN SOIL)","","",132,90969.35,689.16174242399995]
["5872400000-E","36\" TRENCHLESS INSTALL (IN SOIL)","","",441,153690,348.50340136099999]
["5872410000-E","36\" TRENCHLESS INSTALL (NOT IN SOIL)","","",208,178540,858.36538461500004]
["5882000000-N","GENERIC UTIL ITEM (EA)","10\" PLUG VALVE","",2,4280.12,2140.06]
["","","ABAN UTIL VAULT","",1,5500,5500]
["","","INSTALL OWNER SUPPLIED FIRE HYDRANT","",1,4800,4800]
["","","PRESSURE RELIEF VALVE MH","",1,11867.01,11867.01]
["","","RELOC WATER VAULT","",1,12500,12500]
["","","REM SANIT SEWER CLEAN- OUT","",8,4000,500]
["","","SEAL SANIT SEWER MH","",5,7500,1500]
["5888000000-E","GENERIC UTIL ITEM (LF)","90\" TUNNEL LINER PLATE","",68,97240,1430]
["","","POLYETHYLENE ENCASEMENT (POLY WRAP)","",315,3150,10]
["5889000000-E","GENERIC UTIL ITEM (LF) 1510","POLYETHYLENE ENCASEMENT","(WATER LINE)",100,1000,10]
["5906000000-E","GENERIC UTIL ITEM (LB)","DUCTILE IRON WATER PIPE FITTINGS","",9265,64855,7]
["6000000000-E","TEMP SILT FENCE","","",794588,1476921.25,1.858725843]
["6006000000-E","EROS CONTRL STONE A","","",32680,1151149.8,35.224902081000003]
["6009000000-E","EROS CONTRL STONE B","","",131980.54,4077355.3,30.893609770000001]
["6012000000-E","SEDIMENT CONTROL STONE","","",142263.54,2486738.15,17.479799461999999]
["6015000000-E","TEMP MULCHING","","",1803.76,1710131.49,948.09258992299999]
["6018000000-E","SEED FOR TEMP SEED","","",89927.75,196799.75,2.1884207039999999]
["6021000000-E","FERT FOR TEMP SEED","","",474.07,341704,720.78806927200003]
["6024000000-E","TEMP SLOPE DRAINS","","",74051,1016440.37,13.726220713]
["6029000000-E","SAFETY FENCE","","",49490,105215.82,2.1260016159999999]
["6030000000-E","SILT EXCAV","","",689520,1088918.99,1.579242067]
["6036000000-E","MATTING FOR EROS CONTROL","","",1549065,2163542,1.396676059]
["6037000000-E","COIR FIBER MAT","","",13750,61179.5,4.4494181819999996]
["6038000000-E","PERM SOIL REINF MAT","","",67503,367094,5.4381879319999999]
["6042000000-E","1/4\" HARDWARE CLOTH","","",129114,519752.86,4.025534489]
["6043000000-E","LOW PERMEABILITY GEOTEXTILE","","",2025,7205,3.558024691]
["6045000000-E","**\" TEMP PIPE","(15\")","",55,2729.1,49.62]
["","","(18\")","",675,23821.05,35.290444444000002]
["","","(24\")","",1260,46551.48,36.945619047999998]
["","","(36\")","",2365,114527.05,48.425813953000002]
["","","(54\")","",930,116250,125]
["","","(60\")","",695,100543.75,144.667266187]
["6046000000-E","TEMP PIPE FOR STREAM CROSS","","",775,41021,52.930322580999999]
["6048000000-E","FLOAT TURBIDITY CURTAIN","","",1780,35143,19.743258427000001]
["6069000000-E","STILLING BASINS","","",2301,544013.75,236.42492394600001]
["6070000000-N","SPECIAL STILL BASINS","","",83,43033.35,518.47409638600004]
["6071010000-E","WATTLE","","",51447,270524.62,5.2583167140000002]
["6071012000-E","COIR FIBER WATTLE","","",77110,609089.80000000005,7.8989728960000001]
["6071013000-E","WATTLE BARR","","",1900,11400,6]
["6071014000-E","COIR FIBER WATTLE BARR","","",14600,175404.4,12.013999999999999]
["6071020000-E","POLYACRYLAMIDE (PAM)","","",75619.600000000006,391305.94,5.1746629180000001]
["6071030000-E","COIR FIBER BAFFLE","","",91530,419679.9,4.585162242]
["6071050000-E","**\" SKIMMER","(1-1/2\")","",214,313432.56,1464.638130841]
["","","(2\")","",81,133293.97,1645.6045679010001]
["","","(2-1/2\")","",24,41633.15,1734.7145833330001]
["","","(3\")","",5,11434.5,2286.9]
["","","(4\")","",1,1816.25,1816.25]
["6084000000-E","SEED & MULCHING","","",1500.41,2696517.34,1797.1869955550001]
["6087000000-E","MOWING","","",1210.26,132912.57999999999,109.821509428]
["6090000000-E","SEED FOR REPAIR SEED","","",23626.75,161746.5,6.8459055940000004]
["6093000000-E","FERT FOR REPAIR SEED","","",72.83,74777.509999999995,1026.7404915560001]
["6096000000-E","SEED FOR SUPP SEED","","",36000,98140.25,2.7261180559999998]
["6102000000-E","SODDING","","",260,1300,5]
["6105000000-E","WATER","","",1000,50000,50]
["6108000000-E","FERTILIZER TOPDRESS","","",1065,871725.58,818.52167136200001]
["6111000000-E","IMPERVIOUS DIKE","","",5587,329530.5,58.981653839000003]
["6114500000-N","SPECIALIZD HAND MOW","","",1230,55937.7,45.477804878000001]
["6117000000-N","RESPONSE FOR EROS CONTROL","","",2156,296424.5,137.488172542]
["6120000000-E","CULV DIVERSION CHANL","","",8572,166857.5,19.465410639000002]
["6123000000-E","REFORESTATION","","",29.25,51929.46,1775.3661538460001]
["6126000000-E","STREAMBANK REFORESTATION","","",2.37,29948.92,12636.675105484999]
["6132000000-N","GENERIC EROSION CONTROL ITEM (EA)","(CONC WASHOUT STR)","",2,400,200]
["","","CONC WASHOUT STR","",222,184664.61,831.82256756799995]
["","","FABRIC INSERT INLET PROTECTION","DEVICE",80,24000,300]
["","","","DEVICE CLEANOUT",240,24000,100]
["","","FABRIC INSERT INLET PROTECTIONDEVICE","",20,2000,100]
["","","FILTER SACK INLET PROTECTION","",30,10200,340]
["6135000000-E","GENERIC EROSION CONTROL ITEM (ACR)","LIMESTONE FOR SOIL AMENDMENT","",10,10867.5,1086.75]
["","","WETLAND GRASS SEED","",1.3,3250,2500]
["6144000000-E","GENERIC EROSION CONTROL ITEM (LB)","BONDED FIBER MATRIX","",700,5600,8]
["6147000000-E","GENERIC EROSION CONTROL ITEM (LF)","INLET TUBE \"SILT SOCK\"","",300,9000,30]
["","","WATTLE BARR","",30,300,10]
["7048500000-E","16\" PEDEST SIG HEAD 1 SEC W/CD","","",172,113665,660.84302325600004]
["7060000000-E","SIGNAL CABLE","","",190040,344573.7,1.8131640710000001]
["7108000000-E","VEHICLE SIGNAL HD (12\", 1 SECT)","","",16,9847.2000000000007,615.45000000000005]
["7120000000-E","VEHICLE SIGNAL HD (12\", 3 SECT)","","",899,597626.37,664.76793103399996]
["7132000000-E","VEHICLE SIGNAL HD (12\", 4 SECT)","","",179,148879.70000000001,831.73016759799998]
["7144000000-E","VEHICLE SIGNAL HD (12\", 5 SECT)","","",46,50458.76,1096.9295652169999]
["7168000000-N","VEHIC SIGNAL HD W/ MULT OPT PROG SECT","","",4,3380,845]
["7180000000-N","BACKPLATE","","",38,3800,100]
["7216000000-N","MOD EXT VEH SIGNL HD","","",3,600,200]
["7228000000-N","RELOC EXT VEH SIGL HD","","",33,3630,110]
["7229000000-N","APS DETECTOR STATON","","",30,24510,817]
["7230000000-N","CENT CONT UNIT APS DETECT STA","","",4,11992,2998]
["7252000000-E","MESSENGER CABLE (1/4\")","","",314809,658120.4,2.090538708]
["7264000000-E","MESSENGER CABLE (3/8\")","","",29410,115470.95,3.9262478750000001]
["7279000000-E","TRACER WIRE","","",166620,79529.25,0.47730914699999999]
["7288000000-E","PAVED TRENCH (*******)","(1, 2\")","",180,5640,31.333333332999999]
["","","(2, 2\")","",70,3010,43]
["7300000000-E","UNPAVED TRENCH (*****)","(1, 2\")","",48394,297575.65000000002,6.1490195070000002]
["","","(2, 2\")","",30964,172360,5.566464281]
["","","(3, 2\")","",1875,17167.5,9.1560000000000006]
["","","(4, 2\")","",145,2483.5,17.127586207]
["","","(5, 2\")","",140,2205,15.75]
["","","(6, 2\")","",10,200,20]
["","","(7, 2\")","",40,880,22]
["7300100000-E","UNPAVED TRENCH TEMP LEADIN","","",4995,20269.75,4.0580080079999998]
["7301000000-E","DIRECT DRILL (***********)","(1, 2\")","",400,4800,12]
["","","(1, 2\")","",7699,109025.85,14.161040395000001]
["","","(1- 5\" CONDUIT ENCAS 2 - 2\" CONDUITS)","",300,12000,40]
["","","(2, 2\")","",56105,791924.5,14.115043223000001]
["","","(3, 2\")","",1255,23225,18.505976096000001]
["7312000000-N","JUNCTION BOX (********)","(SPECIAL-SIZED)","",81,58158,718]
["7324000000-N","JUNCTION BOX (STD SIZE)","","",600,189104.33,315.17388333299999]
["7348000000-N","JUNCTION BOX (OVER-SIZED, HVY-DUTY)","","",602,385237,639.92857142900004]
["7360000000-N","WOOD POLE","","",153,148077.9,967.82941176500003]
["7372000000-N","GUY ASSEM","","",903,302069.84000000003,334.518095238]
["7384000000-E","***\" RISER W/ ***********","(1\" HEAT SHRINK TUBNG)","",5,2810,562]
["","","(1.25\", HEAT SHRINK TUBING)","",25,19350,774]
["7396000000-E","1/2\" RISR W/ WEATHRHD","","",9,2759,306.555555556]
["7408000000-E","1\" RISER W/ WEATHRHD","","",64,35768.800000000003,558.88750000000005]
["7420000000-E","2\" RISER W/ WEATHRHD","","",222,126812.13,571.22581081099997]
["7430000000-N","HEAT SHRINK TUB KIT","","",161,33804,209.96273291899999]
["7432000000-E","2\" RISER W/ TUBING","","",302,266507,882.47350993400005]
["7444000000-E","INDUCTIVE LOOP SAWCUT","","",151756,984222.15,6.4855567489999997]
["7456000000-E","LEAD-IN CABLE(********)","(14-2)","",283207,394904.3,1.3944016210000001]
["7481000000-N","SITE SURVEY","","",25,28574.84,1142.9936]
["7481200000-N","LUM ARM FOR VIDEO SYS","","",69,45052.2,652.93043478300001]
["7481220000-N","CAMERA W/ INT LOOP EMUL PROCESS","","",4,16320,4080]
["7481240000-N","CAMERA W/O INT LOOP EMUL PROCESS","","",73,215247.64,2948.5978082189999]
["7481260000-N","EXT LOOP EMULATOR PROCESS UNIT","","",20,127397.07,6369.8535000000002]
["7481280000-N","RELOC CAMERA SENSOR UNIT","","",72,57368.72,796.78777777799996]
["7516000000-E","COMMUNICATIONS CABLE (** FIBER)","( 24)","",313780,458118.8,1.46]
["","","(12)","",9418,17117.75,1.817556806]
["","","(24\")","",7240,12670,1.75]
["","","(24)","",120704,220740.8,1.8287778370000001]
["","","(36)","",1676,4927.4399999999996,2.94]
["","","(48)","",800,1792,2.2400000000000002]
["","","(60)","",131710,233126.7,1.77]
["","","(96)","",73380,173737.8,2.3676451350000001]
["7528000000-E","DROP CABLE","","",105371,191396.6,1.8164067909999999]
["7540000000-N","SPLICE ENCLOSURE","","",301,338554.5,1124.7657807309999]
["7541000000-N","MOD SPLICE ENCLOSUR","","",69,105011,1521.898550725]
["7552000000-N","INTERCONNECT CENTER","","",306,311815,1019.003267974]
["7564000000-N","FIBER-OPTIC TRANS DROP/REP","","",16,30105,1881.5625]
["7564100000-N","FIBER-OPTIC TRANS SELF HEAL","","",3,1755,585]
["7566000000-N","DELINEATOR MARKER","","",236,18631,78.944915253999994]
["7574500000-N","FURN WIRELESS RADIO MODEM","","",1,2000,2000]
["7574550000-N","FURN WRLESS LIGHTNING ARSTR","","",1,300,300]
["7575142000-N","900MHZ RADIO","","",7,24705,3529.2857142859998]
["7575142060-N","MOD RADIO INSTALL","","",7,8625,1232.1428571429999]
["7575142200-N","NEW ELECTRICAL SERV","","",35,89648,2561.3714285709998]
["7575160000-E","REM EXT COMM CABLE","","",28936,27773.9,0.95983895500000005]
["7575180000-N","CABLE TRANSFER","","",30,5050,168.33333333300001]
["7576000000-N","METAL STRAIN SIGNAL POLE","","",87,673014.48,7735.7986206899996]
["7588000000-N","SGNL MAST ARM W/ METAL POLE","","",50,601810,12036.2]
["7590000000-N","DBL MAST ARM W/ METAL POLE","","",3,42750,14250]
["7613000000-N","SOIL TEST","","",140,126092.68,900.66200000000003]
["7614100000-E","DRILLED PIER FOUND","","",1018,778396.4,764.63300589400001]
["7630000000-N","MTL STRN POLE DESIGN","","",1,500,500]
["7631000000-N","MAST ARM W/ MTL POLE DES","","",53,16440,310.188679245]
["7636000000-N","SIGN FOR SIGNALS","","",164,46236.639999999999,281.93073170700001]
["7642100000-N","I POST W/ FOUND","","",76,82687,1087.9868421050001]
["7642200000-N","II PED W/ FOUND","","",85,123610,1454.235294118]
["7642300000-N","III PED W/ FOUND","","",5,5815,1163]
["7648000000-N","RELOC EXT SIGN","","",10,2357,235.7]
["7684000000-N","SIGNAL CAB FOUND","","",67,83798.460000000006,1250.723283582]
["7686000000-N","CONDUIT ENTR INTO EXT FOUND","","",91,38590,424.06593406600001]
["7687000000-N","MOD FOUND FOR CONTRLR CBNT","","",7,2393,341.85714285699999]
["7696000000-N","CONTLR W/ CBNT (*****)","(2070E, 332 BASE MTD)","",98,838051.9,8551.5499999999993]
["","","(2070E, 332, BASE MTD)","",5,52155,10431]
["","","(2070E, 336S BASE MTD)","",25,246875,9875]
["","","(2070E, 336S POLE MTD)","",42,455668.08,10849.24]
["7708000000-N","DETECTOR CARD (*****)","(2070L)","",2137,144482.57,67.61]
["","","(MODEL 222)","",1613,166139,103]
["7756000000-N","CONTLR W/ CBNT, 2070L BASE MTD","","",62,830268.98,13391.435161290001]
["7768000000-N","CONTLR W/ CBNT, 2070L POLE MTD","","",5,63200,12640]
["7780000000-N","DETECTOR CARD(2070L)","","",407,46340.2,113.857985258]
["7901000000-N","CAB BASE EXTENDER","","",407,107413.78,263.91592137600003]
["7901010000-N","CAB BASE ADAPTER","","",5,2645,529]
["7912000000-N","BEACON CNTRL ASSM & CBNT *****","(F1)","",1,4324.07,4324.07]
["7948000000-N","TRAFFIC SIGNAL REML","","",1,2000,2000]
["7960000000-N","METAL POLE FOUND REMVL","","",13,11260,866.15384615400001]
["7972000000-N","METAL POLE REML","","",13,6110,470]
["7980000000-N","GENERIC SIGNAL ITEM (EA)","2.4 GHZ ETHERNET RADIO","",4,18008,4502]
["","","5/8\" X 10' GROUNDING ELECTRODE","",128,46848,366]
["","","900 MHZ ETHERNET RADIO","",34,216716,6374]
["","","900 MHZ SERIAL/ ETHERNET RADIO,","USING EXT ANTENNA (S)",1,2650,2650]
["","","900 MHZ SERIAL/ ETHERNET SPREAD","SPECTRUM RADIO",16,65600,4100]
["","","BACKUP STORAGE SERVER","",1,14237.67,14237.67]
["","","CCTV CAB","",16,92256,5766]
["","","CCTV CAB DISCONNECT","",2,680,340]
["","","CCTV CAMERA ASSEM","",30,118035,3934.5]
["","","CCTV ELECTRICAL SERVICE","",1,1500,1500]
["","","CCTV METAL POLE (60')","",1,10000,10000]
["","","CCTV TEST CAB","",1,3038,3038]
["","","CCTV VIDEO SERVER","",1,8392.01,8392.01]
["","","CCTV WOOD POLE","",27,81505,3018.703703704]
["","","COMMUNICATIONS RACK","",2,5786,2893]
["","","COMPUTER WORKSTATION","",10,23760.12,2376.0120000000002]
["","","CONTRL W/ CAB & AUX","FILE (2070E, 332, BASE MOUNT- ED)",212,2509020,11835]
["","","CONTRL W/ CAB & AUX FILE","(2070E, 332 BASE MTD)",199,1796010.82,9025.18]
["","","","(2070E, 336S POLE MTD)",1,8953,8953]
["","","CORE ETHERNET SWITCH","",1,67000,67000]
["","","DIGITAL CCTV CAMERA ASSEM","",50,200820,4016.4]
["","","DIGITAL DISPLAY MONITOR","",3,5916,1972]
["","","DISTRIBUTED PROCESSING SIGNAL","SYS SERVER",1,13790.15,13790.15]
["","","ETHERNET CORE SWITCH","",1,58000,58000]
["","","ETHERNET EDGE SWITCH","",329,421593.5,1281.4392097259999]
["","","EV PREEMPT PHASE SELECTOR","",8,22400,2800]
["","","FIELD EQUIPMENT CAB","",3,12204,4068]
["","","FIELD ETHERNET SWITCH","",312,351608.5,1126.950320513]
["","","FIREWALL","",1,3255,3255]
["","","FURN 2.4 GHZ ETHERNET RADIO","",1,1862,1862]
["","","FURN 2018 ENHANCED CONFLICTMONITOR","",14,13328,952]
["","","FURN 2070-1E CPU MODULE","",10,3974.2,397.42]
["","","FURN 2070E CONTRL","",14,22470,1605]
["","","FURN 2070L CONTRL","",10,14105.8,1410.58]
["","","FURN 332 CAB","",11,80993,7363]
["","","FURN 336S CAB","",3,20403,6801]
["","","FURN 900 MHZ ETHERNET RADIO","",2,3014,1507]
["","","FURN AC ISOLATOR CARD","",10,416,41.6]
["","","FURN BASE MOUNT 332 CAB","",8,59608,7451]
["","","FURN CCTV ASSEM","",5,14124,2824.8]
["","","FURN CCTV CAB","",1,2676,2676]
["","","FURN CCTV CAMERA ASSEM","",2,5786,2893]
["","","FURN CONFLICT MONTOR","",10,8353.7000000000007,835.37]
["","","FURN CONFLICT MONTOR TEST-ER","",2,34694,17347]
["","","FURN DC ISOLATOR CARD","",10,328.4,32.840000000000003]
["","","FURN DETECTOR CARD","",20,1577.2,78.86]
["","","FURN DETECTOR CARD (MODEL 222)","",81,6196.5,76.5]
["","","FURN ETHERNET EDGE SWITCH","",15,17460,1164]
["","","FURN FIBER-OPTIC POWER METER","",2,5160,2580]
["","","FURN FIBER-OPTIC RESTORA- TION KIT","",1,3224,3224]
["","","FURN FIELD ETHERNET SWITCH","",10,10749.6,1074.96]
["","","FURN FLASH TRANSFER RELAY","",10,276,27.6]
["","","FURN FLASHER MODULE","",10,262.8,26.28]
["","","FURN LOAD SWITCH","",10,243.4,24.34]
["","","FURN OPTICAL LIGHT GENERA- TOR","",4,15476,3869]
["","","FURN POLE MOUNT 336 CAB","",2,16800,8400]
["","","FURN SPARE CABLE & CONNEC- TORS KIT","",1,3224,3224]
["","","FURN ST PIGTAILS","",20,590,29.5]
["","","FURN ST-LC HYBRID JUMPERS","",40,770,19.25]
["","","FURN SURGE PROTECTR","",10,639.6,63.96]
["","","FURN TEST CAB & CON- TROLLER","",1,12761.44,12761.44]
["","","FURN VIDEO MONITOR","",1,1422,1422]
["","","FURN VISUAL FAULT LOCATOR","",2,1160,580]
["","","GUY ASSEM (AERIAL)","",41,13591.5,331.5]
["","","GUY ASSEM (SIDEWALK)","",61,29036,476]
["","","INFRARED DETECTOR","",10,13000,1300]
["","","INTERCONNECT CENTER","(OVERSIZED)",5,51191.25,10238.25]
["","","","(STD)",308,401062.2,1302.1500000000001]
["","","ITS SERVER","",2,37800,18900]
["","","KVM SWITCH","",2,6453.17,3226.585]
["","","LAPTOP COMPUTER","",7,23639,3377]
["","","LCD VIDEO MONITOR","",1,3001.42,3001.42]
["","","MICROWAVE VEHICLE DETECTOR -","SINGLE ZONE",2,2250,1125]
["","","MOD EXT ELECTRICAL SERVICE","",5,11690,2338]
["","","MOD EXT SPLICE","",4,5064,1266]
["","","MOD VIDEO SERVER","",1,4339,4339]
["","","MW VEH DET SYS - MULTI ZONE","",1,8250,8250]
["","","NETWORK ETHERNET SWITCH","",1,8488.7000000000007,8488.7000000000007]
["","","NETWORK VIDEO RECORDER","",1,8594,8594]
["","","POLE-MOUNT RADIO CAB","",2,11736,5868]
["","","POWDER COAT FOR DUAL MAST","ARM POLE (BLACK)",1,1225,1225]
["","","POWDER COAT FOR PUSHBUTTON POST","",16,880,55]
["","","POWDER COAT FOR SIGNAL PEDESTAL","",8,440,55]
["","","POWDER COAT FOR SINGLE MAST","ARM POLE (BLACK)",11,10835,985]
["","","POWDER COAT FOR SINGLE MAST ARM POLE","",15,21750,1450]
["","","POWDER COAT FOR I POST","W/ FOUND (BLACK)",2,90,45]
["","","POWDER COAT FOR II PED-","ESTAL W/ FOUND (BLACK)",2,90,45]
["","","POWDER COAT FOR III PED-","ESTAL W/ FOUND (BLACK)",1,70,70]
["","","PRINTER","",1,2650,2650]
["","","PTZ JOYSTICK","",1,1085,1085]
["","","RACK CAB","",1,25371.84,25371.84]
["","","RELOC EMERGENCY VEHICLE","PHASE SELECTOR",1,3500,3500]
["","","RELOC EMERGENCY VEHICLE DETECTOR","",2,7000,3500]
["","","RELOC EXT CCTV CAB","(POLE MOUNT)",1,1300,1300]
["","","RELOC EXT CCTV CAMERA ASSEM","",1,2000,2000]
["","","RELOC INFRARED DETECTOR","",32,16000,500]
["","","REMOTE ACCESS SERVR","",1,8703.89,8703.89]
["","","REM & REPL EXT","WOOD SIGNAL POLE",5,17500,3500]
["","","REM COMMINICATIONS WOOD POLE","",12,3600,300]
["","","REM EXT CCTV ASSEM","",25,13125,525]
["","","REM EXT CCTV CAB","AND FOUND",10,15000,1500]
["","","","",1,1250,1250]
["","","REM EXT WIRELESS RADIO","AND ANTENNA",43,9675,225]
["","","REM SPLICE/HUB CAB","",1,1145,1145]
["","","REM SPLICE/HUB CAB FOUND","",1,701,701]
["","","REM WIRELESS ASSEM (LOCAL)","",7,2625,375]
["","","REM WIRELESS ASSEM (MASTER)","",1,375,375]
["","","REPL CONFLICT MONITOR","",1,1315,1315]
["","","REPL CONTRL","",1,2500,2500]
["","","SIGNAL SYS COMMUNICATNS SERVER","",1,7962.98,7962.98]
["","","SOIL TEST FOR CCTV METAL POLE","",1,650,650]
["","","SOLAR POWER ASSEM","",2,18630,9315]
["","","SPECIAL COATING (332 CAB)","",5,1200,240]
["","","SPECIAL COATING (336 CAB)","",2,480,240]
["","","SPECIAL COATING (BASE EXTENDER/ADAPTER)","",5,1200,240]
["","","SPLICE CAB","",1,3806,3806]
["","","SURF MTD JUNCTON BOX","",4,4652,1163]
["","","TERMINAL SPLICE CAB","",1,1748,1748]
["","","TEST CONTRL W/ CAB","",1,13027,13027]
["","","UPS (TMC)","",1,4339,4339]
["","","VEHICLE SIGNAL HEAD","(12\", 3 SECT W/ BI-MODAL SECTION)",8,7320,915]
["","","","(12\", 3-SECT W/ BI-MODAL SECTION)",4,3380,845]
["","","WIRELESS ETHERNET RADIO SYS","",12,51078,4256.5]
["7985000000-N","GENERIC SIGNAL ITEM (LS)","CITY HALL MODIFICATIONS","",1,21140,21140]
["","","COMPUTER HARDWARE INTEGRATION","",1,14033.71,14033.71]
["","","DIV 13 OFFICE MODS","",1,13712,13712]
["","","LAN INTEGRATION","",1,33600,33600]
["","","MOD CCTV SOFTWARE","",1,5062,5062]
["","","NETWORK MANAGEMENT SOFTWARE","",1,20250,20250]
["","","NETWORK PERFORM MANAGEMENT","SOFTWARE",1,74998.44,74998.44]
["","","SIGNAL SYS SOFTWARE","",1,585000,585000]
["","","SYS SUPP SOFTWARE & DEVICES","",1,1618,1618]
["","","TMC MODIFICATIONS","",1,20836,20836]
["","","TRAINING","",2,93275.6,46637.8]
["","","UPGRADE CCTV SYS SOFTWARE","",1,5892.55,5892.55]
["","","UPGRADE SIGNAL SYS SOFTWARE","",1,382694,382694]
["","","VIDEO WALL SYS","",1,104280,104280]
["7990000000-E","GENERIC SIGNAL ITEM (LF)","AERIAL CABLE PROTECTOR","",880,5253.6,5.97]
["","","BACK PULL FIBER OPTIC CABLE","",2485,7176.4,2.8878873239999998]
["","","EMERGENCY VEHICLE DETECTOR CABLE","",750,3750,5]
["","","ETHERNET CABLE","",6525,19108.75,2.9285440610000002]
["","","INFRARED DETECTOR CABLE","",7490,11384.8,1.52]
["","","PLENUM-RATED COMMUNICATIONS","CABLE (24 FIBER)",300,3315,11.05]
["","","UNDERGROUND CONDUIT (1, 2\")","",1965,12910.05,6.57]
["","","UNDERGROUND CONDUIT (2, 2\")","",42390,331913.7,7.83]
["","","WALL-MTD CONDUIT (1.25\")","",1065,22524.75,21.15]
["7991000000-E","GENERIC SIGNAL ITEM (SF)","BRICK PAVERS","",100,4008,40.08]
["7992000000-E","GENERIC SIGNAL ITEM (CY)","DRILLED PIER FOUND FOR","CCTV METAL POLE",8,6000,750]
["8007000000-N","CM&R TEMP STR *******","(12+71.00-L-)","",1,140901.97,140901.97]
["","","(16+52.50-L-)","",1,224500,224500]
["","","(25+85.40 -L-)","",1,665000,665000]
["","","(61+03.00 -L-)","",1,600000,600000]
["8017000000-N","CM&R TEMP ACCESS ***","(10+91.50 -L-)","",1,17500,17500]
["","","(147+80.00 -L-)","",1,32350,32350]
["","","(15+32.50 -L-)","",1,1,1]
["","","(16+34.00 -L-)","",1,10000,10000]
["","","(16+52.50-L-)","",1,1,1]
["","","(22+12.00-L-)","",1,75000,75000]
["","","(29+55.00-L-)","",1,75000,75000]
["","","(384+50.00 -L- LT)","",1,55000,55000]
["","","(384+50.00 -L- RT)","",1,55000,55000]
["","","(61+03.00 -L-)","",1,82000,82000]
["8021000000-N","REMV EXT STR **********","(12+71.00-L-)","",1,14437.43,14437.43]
["","","(15+40.00-L-)","",1,25000,25000]
["","","(16+43.00-L-)","",1,50000,50000]
["","","(16+52.50-L-)","",1,67014.759999999995,67014.759999999995]
["","","(18+35.50 -L-)","",1,74840,74840]
["","","(22+12.00-L-)","",1,55000,55000]
["8035000000-N","REMV EXT STR **********","(10+91.50 -L-)","",1,21000,21000]
["","","(105+70 -L-)","",1,50000,50000]
["","","(147+80.00 -L-)","",1,88535,88535]
["","","(15+32.50 -L-)","",1,145000,145000]
["","","(16+34.00 -L-)","",1,135000,135000]
["","","(16+82.00 -L-)","",1,42000,42000]
["","","(18+22.61 -Y1- LT)","",1,110000,110000]
["","","(18+22.61 -Y1- RT)","",1,110000,110000]
["","","(19+77.00-Y10-)","",1,1538.45,1538.45]
["","","(192+97.00 -L-)","",1,2682.85,2682.85]
["","","(21+57.00 -L-)","",1,54000,54000]
["","","(230+73.00 -L-)","",1,5365.69,5365.69]
["","","(25+85.40 -L- EB)","",1,320000,320000]
["","","(25+85.40 -L- WB)","",1,320000,320000]
["","","(28+98.00 -L-)","",1,10731.37,10731.37]
["","","(31+55.47 -L-)","",1,300000,300000]
["","","(32+31.41 -Y11- REV 2)","",1,114297.32,114297.32]
["","","(37+28.50 -L-)","",1,45000,45000]
["8042000000-N","REMV EXT STRS *********","(61+03.00 -L-)","",1,300000,300000]
["8056000000-N","REMV EXT STR **********","(29+55.00-L-)","",1,60000,60000]
["8070000000-E","FOUND EXCAV","","",111,11100,100]
["8091000000-N","FND EXCAV B** STA ***","(1, 25+47.22-Y1-)","",1,31000,31000]
["","","(1, 27+41.30 -Y8-)","",1,22000,22000]
["","","(1, 50+99.00-Y2-)","",1,8000,8000]
["","","(1, 596+50.98 -LT-)","",1,5949.96,5949.96]
["","","(1, 596+50.98 -RT-)","",1,4164.0600000000004,4164.0600000000004]
["","","(1,146+61.35-L-NBL)","",1,1000,1000]
["","","(1,146+61.35-L-SBL)","",1,1000,1000]
["","","(1,20+70.23 -Y3- POT)","",1,5367.77,5367.77]
["","","(1,24+05.50 -Y4- REV POT)","",1,3360.89,3360.89]
["","","(1,24+07.99 -Y9- POT)","",1,4755.75,4755.75]
["","","(1,29+07.16 -Y2-)","",1,3366.6,3366.6]
["","","(2, 32+25.84 -YEB01-)","",1,12300,12300]
["","","(2, 596+50.98 -LT-)","",1,3997.99,3997.99]
["","","(2,146+61.35-L-NBL)","",1,1000,1000]
["","","(2,146+61.35-L-SBL)","",1,1000,1000]
["","","(3, 596+50.98 -LT-)","",1,14253.96,14253.96]
["","","(3,146+61.35-L-NBL)","",1,1000,1000]
["","","(3,146+61.35-L-SBL)","",1,1000,1000]
["8096000000-E","PILE EXCAV IN SOIL","","",356,72975,204.98595505599999]
["8097000000-E","PILE EXCAV NOT IN SOIL","","",94,34775,369.94680851099997]
["8105500000-E","**'-**\" DRILL PIER IN SOIL","(4'-6\")","",322.2,306579.74,951.51998758499997]
["8105520000-E","3'-0\" DRILL PIER IN SOIL","","",116.65,168742.5,1446.5709387060001]
["8105540000-E","3'-6\" DRILL PIER IN SOIL","","",318,286200,900]
["8105560000-E","4'-0\" DRILL PIER IN SOIL","","",502,355202.91,707.57551792799995]
["8105600000-E","*'-**\" DRILL PIER NO SOIL","(4'-6\")","",108,180350.28,1669.91]
["8105620000-E","3'-0\" DRILL PIER NO SOIL","","",149,86421,580.00671140899999]
["8105640000-E","3'-6\" DRILL PIER NO SOIL","","",166,149400,900]
["8105660000-E","4'-0\" DRILL PIER NO SOIL","","",177,190681.21,1077.294971751]
["8111000000-E","PERM STL CASING FOR ** PIER","(4'-6\")","",216,56728.08,262.63]
["8111200000-E","PERM STL CASING FOR 3' PIER","","",105.69,7971,75.418677263999996]
["8111400000-E","PERM STL CASING FOR 3'-6\" PIER","","",42.2,10550,250]
["8111600000-E","PERM STL CASING FOR 4' PIER","","",248.7,62175,250]
["8112730000-N","PDA TESTING","","",26,93055.24,3579.047692308]
["8113000000-N","SID INSPECTIONS","","",16,5585,349.0625]
["8114000000-N","SPT TESTING","","",17,9200,541.17647058800003]
["8115000000-N","CSL TESTING","","",17,60681.88,3569.522352941]
["8121000000-N","UNSTR EXCAV STA *****","(10+91.50 -L-)","",1,10600,10600]
["","","(12+71.00-L-)","",1,7404.69,7404.69]
["","","(15+32.50 -L-)","",1,35000,35000]
["","","(15+40.00-L-)","",1,10000,10000]
["","","(16+34.00 -L-)","",1,15000,15000]
["","","(16+43.00-L-)","",1,30000,30000]
["","","(16+52.50-L-)","",1,4500,4500]
["","","(16+82.00 -L-)","",1,2960,2960]
["","","(18+22.61 -Y1- LT)","",1,11200,11200]
["","","(18+22.61 -Y1- RT)","",1,11700,11700]
["","","(18+35.50 -L-)","",1,10000,10000]
["","","(21+57.00 -L-)","",1,22000,22000]
["","","(22+12.00-L-)","",1,44350,44350]
["","","(22+34.00-Y3-)","",1,30000,30000]
["","","(32+31.41 -Y11- REV 2)","",1,5426.84,5426.84]
["","","(37+28.50 -L-)","",1,15000,15000]
["","","(384+50.00 -L- RT)","",1,2404.1799999999998,2404.1799999999998]
["","","(61+03.00 -L-)","",1,8500,8500]
["8126000000-N","CULV EXCAV @ ********","(105+70 -L-)","",1,75000,75000]
["","","(113+48.00 -L-)","",1,35000,35000]
["","","(124+11.00 -L-)","",1,15100,15100]
["","","(132+51.00-L-)","",1,10000,10000]
["","","(142+79.00 -L-)","",1,16373.7,16373.7]
["","","(16+57.60-RPD-)","",1,50000,50000]
["","","(165+35.00-L-)","",1,53656.88,53656.88]
["","","(168+23.00-L-)","",1,53656.88,53656.88]
["","","(168+42.00 -L-)","",1,16373.7,16373.7]
["","","(179+55.00-L-)","",1,1185.73,1185.73]
["","","(179+65.00-L-)","",1,21202.5,21202.5]
["","","(18+50.00-RPD-)","",1,25000,25000]
["","","(19+77.00-Y10-)","",1,2973.13,2973.13]
["","","(192+97.00 -L-)","",1,26828.44,26828.44]
["","","(21+83.98-Y3-)","",1,25000,25000]
["","","(230+73.00 -L-)","",1,32194.12,32194.12]
["","","(24+88.00 -L-)","",1,25000,25000]
["","","(26+94.23 -Y09A-)","",1,36500,36500]
["","","(28+98.00 -L-)","",1,42925.5,42925.5]
["","","(31+64.31 RPD-)","",1,25000,25000]
["","","(349+71.00-L-)","",1,23485,23485]
["","","(398+18.00-L-)","",1,20900,20900]
["","","(43+58.00 -L-)","",1,21462.75,21462.75]
["","","(453+07.00 -L-)","",1,56269.84,56269.84]
["","","(47+57.00-L-)","",1,53656.88,53656.88]
["","","(54+22.00 -L-)","",1,50000,50000]
["","","(553+27.00 -L-)","",1,47361.61,47361.61]
["","","(78+05.84 -L-)","",1,43300,43300]
["","","(87+41.00-L-)","",1,44000,44000]
["","","(96+88.00 -L-)","",1,12850.76,12850.76]
["8133000000-E","FND CONDIT MAT, BOX CULV","","",5765.6,267719.82,46.433991257999999]
["8147000000-E","REINF CONC DECK SLAB","","",336299,11279725.039999999,33.540762952000001]
["8156000000-E","CONC WEARING SURFACE","","",12144,336048,27.671936759000001]
["8161000000-E","GROOVING BRG FLOORS","","",1297453,701991.25,0.54105331800000001]
["8175000000-E","AA CONC (BRG)","","",44.5,77875,1750]
["8182000000-E","A CONC (BRG)","","",6587.2,5710935.9100000001,866.97472522500004]
["8196000000-E","A CONC (CULV)","","",7748.6,4770347.1100000003,615.63987171899998]
["8210000000-N","BRG APPR SLAB ********","(10+91.50 -L-)","",1,28750,28750]
["","","(12+71.00-L-)","",1,41894.660000000003,41894.660000000003]
["","","(146+61.35-L-NBL)","",1,65000,65000]
["","","(146+61.35-L-SBL)","",1,65000,65000]
["","","(147+80.00 -L-)","",1,89060,89060]
["","","(15+32.50 -L-)","",1,25000,25000]
["","","(15+40.00-L-)","",1,20000,20000]
["","","(16+34.00 -L-)","",1,22000,22000]
["","","(16+43.00-L-)","",1,34000,34000]
["","","(16+52.50-L-)","",1,25450,25450]
["","","(16+82.00 -L-)","",1,20000,20000]
["","","(18+22.61 -Y1- LT)","",1,38600,38600]
["","","(18+22.61 -Y1- RT)","",1,48400,48400]
["","","(18+35.50 -L-)","",1,21500,21500]
["","","(20+70.23 -Y3- POT)","",1,51304.33,51304.33]
["","","(21+57.00 -L-)","",1,20000,20000]
["","","(22+12.00-L-)","",1,21000,21000]
["","","(24+05.50 -Y4- REV POT)","",1,22596.38,22596.38]
["","","(24+07.99 -Y9- POT)","",1,106230.06,106230.06]
["","","(25+47.22-Y1-)","",1,23000,23000]
["","","(25+85.40 -L- EB)","",1,50000,50000]
["","","(25+85.40 -L- WB)","",1,50000,50000]
["","","(26+54.73-NBL-)","",1,130000,130000]
["","","(27+41.30 -Y8-)","",1,46000,46000]
["","","(29+07.16 -Y2-)","",1,51607.48,51607.48]
["","","(29+55.00-L-)","",1,42500,42500]
["","","(31+55.47 -L-)","",1,35000,35000]
["","","(32+25.84 -YEB01-)","",1,33200,33200]
["","","(32+31.41 -Y11- REV 2)","",1,45066.78,45066.78]
["","","(37+28.50 -L-)","",1,20000,20000]
["","","(384+50.00 -L- LT)","",1,54120.88,54120.88]
["","","(384+50.00 -L- RT)","",1,48527.95,48527.95]
["","","(39+11.12 -L- LT)","",1,43000,43000]
["","","(39+11.12 -L- RT)","",1,43000,43000]
["","","(50+99.00-Y2-)","",1,38000,38000]
["","","(596+50.98 -L- LT)","",1,59784.47,59784.47]
["","","(596+50.98 -L- RT)","",1,59873.53,59873.53]
["","","(61+03.00 -L-)","",1,78300,78300]
["","","(611+32.01 -L- LT)","",1,45171.28,45171.28]
["","","(611+32.01 -L- RT)","",1,45160.85,45160.85]
["8217000000-E","REINF STL (BRG)","","",1195824,1142525.17,0.95542920200000003]
["8224000000-E","EPOXY COAT REINF STL BRDG","","",18054,68673,3.8037554]
["8238000000-E","SPIRAL COL REINF STL BRG","","",91029,161858.37,1.7780967599999999]
["8245000000-E","REINF STL (CULVERT)","","",1015688,1177443.1299999999,1.1592567110000001]
["8262000000-E","45\"PRESTR CONC GIRDR","","",895,223750,250]
["8265000000-E","54\"PRESTR CONC GIRDR","","",7136.61,1650944.76,231.33459163399999]
["8274000000-E","63\" MOD PRESTR CONC GIRDR","","",5224.0200000000004,1477838.7,282.89300194100002]
["8277000000-E","72\" MOD PRESTR CONC GIRDR","","",5944.18,2111932.4900000002,355.29416841300002]
["8280000000-E","STRURAL STL","","",5351799,9754766.5899999999,1.8227079509999999]
["8296000000-N","POLLUTION CONTROL","","",6,1008000,168000]
["8328000000-E","PILE DRV EQUIP SETUP * PRESTR CONC PILES","(12\")","",28,47600,1700]
["8328200000-E","PILE DRV EQUIP SETUP ** STL PILES","(HP 12 X 53)","",808,447341.04,553.63990099]
["","","(HP 14 X 73)","",18,18000,1000]
["","","(HP12 X 53)","",64,13750,214.84375]
["","","(HP14 X 73)","",25,2125,85]
["8328400000-E","PILE DRV EQUIP SETUP ** GALV STL PILES","(PP 18 X 0.50)","",56,35000,625]
["8329000000-E","12\" PRESTR CONC PILES","","",840,46200,55]
["8364000000-E","HP12X53 PILES","","",54075,2256957.5,41.737540453000001]
["8365000000-E","HP12X53 GALV PILES","","",1638,90090,55]
["8384000000-E","HP14X73 PILES","","",3029,140619,46.424232420000003]
["8387000000-E","PP18X0.50 GALV STL PILE","","",5145,507680,98.674441204999994]
["8391000000-N","STL PILE POINTS","","",125,13536.92,108.29536]
["8392000000-N","PIPE PILE PLATES","","",24,3660,152.5]
["8393000000-N","PILE REDRIVES","","",213,22543,105.835680751]
["8430000000-E","SHEET PILE RET WLL","","",385,44275,115]
["8475000000-E","TWO BAR METAL RAIL","","",2039.34,204911.13,100.47914031000001]
["8482000000-E","THREE BAR METAL RAIL","","",880.4,155301,176.39822807799999]
["8503000000-E","CONC BARR RAIL","","",11214.61,977803.19,87.190119852999999]
["8505000000-E","VERT CONC BARR RAIL","","",2416.65,226389.51,93.679063994000003]
["8517000000-E","1'-**\"X*****\"CONC PARAPET","(1'-2\" X 2'-11 1/2\")","",300,24000,80]
["","","(1'-2\" X 2'-6\" )","",404.65,50581.25,125]
["","","(1'-2\" X 2'-6\")","",243.69,19495.2,80]
["","","(1'-2\" X 2'-9 1/2\")","",340,44830.7,131.85499999999999]
["","","(1'-2\" X 3'-0 1/2\")","",243.69,19495.2,80]
["","","(1'-2\" X 3'-2 3/4\")","",414.65,56342.64,135.87999517700001]
["","","(1'-2\" x 2'-10\")","",200,15000,75]
["8524000000-E","**\" CHAIN LINK FENCE","(60\")","",1016,100076,98.5]
["","","(63\")","",210.92,31638,150]
["8531000000-E","4\" SLOPE PROTECTION","","",9995.6,1010861.58,101.130655488]
["8559000000-E","SURFACE PREP, II","","",447,110229,246.597315436]
["8566000000-E","SURFACE PREP, III","","",38,26000,684.21052631600003]
["8590000000-E","RIP RAP, **","(II)","",55,3465,63]
["8608000000-E","RIP RAP II (2'-0\")","(16+82.00 -L-)","",230,12650,55]
["","","","",7917,387631.98,48.961978021999997]
["8622000000-E","GEOTEXTILE FOR DRNG","","",10139,25274.65,2.4928148729999999]
["8654000000-N","DISC BEARINGS","","",3,212976.89,70992.296666666996]
["8657000000-N","ELASTOMERIC BEARING","(16+34.00 -L-)","",1,5000,5000]
["","","(16+82.00 -L-)","",1,6000,6000]
["","","","",18,380605.32,21144.74]
["8660000000-E","CONC REPAIRS","","",792.5,358939.38,452.92035331199997]
["8664000000-E","SHOTCRETE REPAIRS","","",4831.7,3233018.5,669.12649792000002]
["8678000000-E","EPOXY RESIN INJECTION","","",2081.8000000000002,206172,99.035450091000001]
["8685000000-E","EPOXY MORTAR REPAIR","","",6,3600,600]
["8692000000-N","FOAM JOINT SEALS","","",6,1063299.8,177216.63333333301]
["8706000000-N","EXPAN JOINT SEALS","","",4,606910.79,151727.69750000001]
["8727000000-N","ELEC CONDUIT SYS SIGNAL ******","(146+61.35-L- NBL)","",1,65000,65000]
["8753100000-E","3'-0\"X 2'-9\" PRESTR BOX BEAM","","",4075,959982.5,235.57852760700001]
["8753200000-E","3'-0\"X 3'-3\" PRESTR BOX BEAM","","",2255,585200,259.51219512199998]
["8762000000-E","3'-0\"X 1'-9\"PRESTR SLABS","","",7285,992970,136.30336307499999]
["8763000000-E","3'-0\" X 2'-0\"PRESTR SLABS","","",2640,396275,150.10416666699999]
["8801000000-E","MSE RETAIN WALL NO **","(1)","",27671.9,2319459.6,83.820034042000003]
["","","(2)","",18572,1708858.9,92.012648072000005]
["","","(3)","",6700,512282,76.459999999999994]
["","","(4)","",7305,693975,95]
["","","(5)","",5510,472041.7,85.67]
["","","(6)","",5440,433024,79.599999999999994]
["8802014000-E","SOLDIER PILE RETAINING WALLS","","",9043.1,1121344.3999999999,124]
["8802030000-E","SEGMENTAL GRAV RETAIN WALLS","","",263,7890,30]
["8802040000-E","CIP GRAV RETAIN WALL","","",538,94150,175]
["8804000000-N","GENERIC CULVERT ITEM (LS)","PLACEM OF NATURAL STREAM","BED MATL",1,15166.8,15166.8]
["","","PRECAST REINF CONC 3 SIDED","CULVERT AT STA 22+34.00-Y3-",1,400000,400000]
["8839000000-E","GENERIC RET WALL ITEM (LF)","CONC BARR RAIL WITH","MOMENT SLAB",650,195000,300]
["8847000000-E","GENERIC RET WALL ITEM (SF)","ANCHED SHEET PILE RETAINING WALL","",6782,894071.06,131.83000000000001]
["","","ARCHITECTURAL CONC SURFACE","TREATMENT",9990,39960,4]
["","","NOISE WALL","",9990,497502,49.8]
["","","PILE WALLS W/ OPTIONS","",90500,15113500,167]
["8860000000-N","GENERIC STR ITEM (LS)","ABESTOS ASSESSMENT","",1,442.85,442.85]
["","","ASBESTOS ASSESSMNT","",17,43515.72,2559.7482352940001]
["","","AUXILIARY OPERATING SYS","",1,909000,909000]
["","","BRG CONTROL SYS","",1,350000,350000]
["","","BRG DECK GRINDING","",1,15383.2,15383.2]
["","","CENTER WEDGE MACHINERY","",1,145000,145000]
["","","CENTERING DEVICE MACHINERY","",1,100000,100000]
["","","CLEAN & PAINT EXT","WEATH STL BR NO 448",1,8000,8000]
["","","","WEATH STL BR NO 449",1,8000,8000]
["","","","WEATH STL BR NO 450",1,62000,62000]
["","","","WEATH STL BR NO 451",1,11000,11000]
["","","","WEATH STL BR NO 478",1,52000,52000]
["","","","WEATH STL BR NO 479",1,52000,52000]
["","","","WEATH STL BR NO 487",1,59000,59000]
["","","","WEATH STL BR NO 488",1,44000,44000]
["","","","WEATH STL BR NO 505",1,52000,52000]
["","","","WEATH STL BR NO 506",1,55000,55000]
["","","","WEATH STL BR NO 507",1,65000,65000]
["","","","WEATH STL BR NO 508",1,84000,84000]
["","","","WEATH STL BR NO 509",1,24000,24000]
["","","","WEATH STL BR NO 510",1,37000,37000]
["","","","WEATH STL BR NO 522",1,34000,34000]
["","","","WEATH STL FOR BRG 120",1,168000,168000]
["","","","WEATH STL FOR BRG 827",1,35000,35000]
["","","CLEAN & PAINT OF BRG NO 118","",1,162000,162000]
["","","CLEAN & PAINT OF BRG NO 315","",1,115000,115000]
["","","CLEAN & PAINT OF BRG NO 316","",1,109000,109000]
["","","CLEAN & PAINT OF BRG NO 452","",1,166000,166000]
["","","CLEAN & PAINT OF BRG NO 47","",1,40000,40000]
["","","CLEAN & PAINT OF BRG NO 78","",1,216000,216000]
["","","CLEAN & REPAINT OF","BRG 412",1,60000,60000]
["","","","BRG 415",1,60000,60000]
["","","","BRG 421",1,70000,70000]
["","","","BRG 422",1,70000,70000]
["","","","BRG 429",1,475000,475000]
["","","CLEAN & REPAINT","OF BRG 138",1,148000,148000]
["","","","OF BRG 143",1,148000,148000]
["","","","OF BRG 146",1,170000,170000]
["","","","OF BRG 149",1,170000,170000]
["","","","OF BRG 151",1,150000,150000]
["","","","OF BRG 152",1,138000,138000]
["","","COATING OF PILE TOPS & TIN","HAT REPLM",1,16000,16000]
["","","CONTROL HOUSE RENOV","",1,330000,330000]
["","","CULV LIGHTING SYS AT","STA 21+83.98-Y3-",1,4500,4500]
["","","","STA 31+64.31-RPD-",1,4500,4500]
["","","DISCONNECT SWITCHES","",1,14000,14000]
["","","DRY TRANSFORMER","",1,4500,4500]
["","","ELECTRICAL DEMO","",1,57000,57000]
["","","ELECTRICAL REFURBISHING","",1,73000,73000]
["","","END WEDGE MACHINERY","",1,500000,500000]
["","","FIELD MEASURING","",1,75000,75000]
["","","GROUNDING","",1,10000,10000]
["","","HVAC UNIT","",1,14000,14000]
["","","JUNCTION & PULL BOXES","",1,26000,26000]
["","","LIGHTING","",1,13000,13000]
["","","MOOREHEAD CITY LIGHTING SYS","",1,27500,27500]
["","","MOTOR CONTROL CENTR","",1,125000,125000]
["","","MOTORS","",1,90000,90000]
["","","OPERATION & MAINT MANUALS,","TRAINING & AS-BUILT DOC",1,100000,100000]
["","","PAINT CONTMT","FOR BRG 138",1,25000,25000]
["","","","FOR BRG 143",1,25000,25000]
["","","","FOR BRG 146",1,40000,40000]
["","","","FOR BRG 149",1,40000,40000]
["","","","FOR BRG 151",1,25000,25000]
["","","","FOR BRG 152",1,20000,20000]
["","","","FOR BRG NO 505",1,28000,28000]
["","","","FOR BRG NO 506",1,30000,30000]
["","","","",1,425000,425000]
["","","PAINT CONTMT FOR","BRG 120",1,45000,45000]
["","","","BRG 412",1,25000,25000]
["","","","BRG 415",1,25000,25000]
["","","","BRG 421",1,25000,25000]
["","","","BRG 422",1,25000,25000]
["","","","BRG 429",1,275000,275000]
["","","","BRG 827",1,11500,11500]
["","","","BRG NO 118",1,88000,88000]
["","","","BRG NO 260016",1,800000,800000]
["","","","BRG NO 315",1,62000,62000]
["","","","BRG NO 316",1,60000,60000]
["","","","BRG NO 448",1,5000,5000]
["","","","BRG NO 449",1,5000,5000]
["","","","BRG NO 450",1,33000,33000]
["","","","BRG NO 451",1,6000,6000]
["","","","BRG NO 452",1,90000,90000]
["","","","BRG NO 47",1,22000,22000]
["","","","BRG NO 478",1,28000,28000]
["","","","BRG NO 479",1,28000,28000]
["","","","BRG NO 487",1,32000,32000]
["","","","BRG NO 488",1,24000,24000]
["","","","BRG NO 507",1,35000,35000]
["","","","BRG NO 508",1,45000,45000]
["","","","BRG NO 509",1,13000,13000]
["","","","BRG NO 510",1,20000,20000]
["","","","BRG NO 522",1,19708,19708]
["","","","BRG NO 78",1,117000,117000]
["","","PAINT CONTMT FOR BRG 61","",1,50000,50000]
["","","PAINT CONTMT FOR BRG 62","",1,50000,50000]
["","","PAINT CONTMT FOR BRG 74","",1,50000,50000]
["","","PAINT CONTMT FOR BRG 75","",1,50000,50000]
["","","PANELBOARD","",1,5000,5000]
["","","PLASTIC LUMBER FENDER BOARDS","",1,75000,75000]
["","","POLLUTION CONTROL","",1,400000,400000]
["","","RACEWAY","",1,250000,250000]
["","","REML OF EXT FENDER","SYS",1,500000,500000]
["","","SIREN","",1,5000,5000]
["","","STABILIZING MACHINERY","",1,275000,275000]
["","","START UP & COMMISSIONING","",1,75000,75000]
["","","SUBMARINE CABLE","",1,150000,150000]
["","","SWITCHES & RECEPTACLES","",1,7500,7500]
["","","SYNTHETIC RUBBER EXPAN JOINT SEAL","",1,17500,17500]
["","","TURNING MACHINERY","",1,2820000,2820000]
["","","UTIL SER, MED VOLT EQUIP, AUTO","TRANSFER SWITCH & GENERATOR",1,1500000,1500000]
["","","VOLUMERIC MIXER","",4,60700,15175]
["","","WIRE & CABLE","",1,75000,75000]
["8867000000-E","GENERIC STR ITEM (LF)","10\" X 10\" COMPOSITE LUMBER","",4032,717696,178]
["","","14\" COMPOSITE PILES","",10440,1409400,135]
["","","2\" DIA. ANCH HOLE NOT","IN SOIL",37,14242.04,384.92]
["","","2\" X 12\"PLASTIC LUMBER","",1045.3,11498.3,11]
["","","2\" X 6\" PLASTIC LUMBER","",1792,8960,5]
["","","3'-0\" X 1'-7 1/2\" PRESTRESSED","CONC CORED SLABS",810,120058.2,148.22]
["","","4\" X 6\" PLASTIC LUMBER","",336,3696,11]
["","","6\" X 10\"PLASTIC LUMBER","",448,12096,27]
["","","74\" MOD PRESTRESSED","CONC GIRDERS",3649.15,1008515.59,276.37000123299998]
["","","ASPH PLUG JOINT REPAIR/","REPLM (18\" TO 24\" WIDE, W / PLATE)",372,46500,125]
["","","BRG JOINT REML","",9709.2999999999993,50368.45,5.1876499850000002]
["","","CATHODIC PROTECTION INTEGRAL","PILE JACKET (NON STRL), 16\" TO 30\"",1683,2692800,1600]
["","","","PILE JACKET (STRL), 16\" TO 30\"",561,1122000,2000]
["","","CPJACKET (MONITORING)","",26,42380,1630]
["","","CPJACKET (NON MONITORING)","",965,1196600,1240]
["","","EXPAN JOINT SEAL REPAIR","",194,63240,325.97938144300002]
["","","INJECT & SEAL CRACK","",670,100500,150]
["","","PEDESTRIAN FENCING","BARR RAIL MTD",900,76500,85]
["","","PILE ENCAPSULATION","",480,316800,660]
["","","PILE JACKETS","",7013.5,3506750,500]
["","","PILE WRAP","",280,98000,350]
["","","PILE WRAPS (WATERLINE FOOT- INGS)","",740,462500,625]
["","","REJACKETS","",438,547500,1250]
["","","REML & REPLM OF SHEARKEYWAYS","",405,30375,75]
["","","REM & REPL EXPAN","JOINT SEAL",95.5,23875,250]
["","","SILICONE JOINT SEALANT","",18878.3,1019338.4,53.995243215999999]
["","","T101 RAIL","",282,55582.2,197.1]
["","","TWO BAR METAL RAIL","",9190.6,762819.8,83]
["","","TWO BAR METAL RAIL RETROFIT","",426.69,78937.649999999994,185]
["","","WIRE ROPE FOR FENDER SYS","",3680,32752,8.9]
["8881000000-E","GENERIC STR ITEM (CY)","AA CONC (BRG)-","CHANNEL BENT FTG RESTORATION",95,689700,7260]
["","","LATEX MOD CONC. OVERLAY-","VERY EARLY STRENGTH",149.69999999999999,351795,2350]
["","","LATEX MOD CONC","OVERLAY-VES",138,248400,1800]
["","","LATEX MOD CONC-VERY","EARLY STRENGTH",51.3,56430,1100]
["","","LATEX MOD CONC-VES","",276,496800,1800]
["","","POLYESTER POLYMER CONC MATLS","",995,2238750,2250]
["","","PPC MATLS","",2149.1999999999998,6036874.5999999996,2808.8938209570001]
["8882000000-E","GENERIC STR ITEM (CF)","CONC FOR DECK REPAIR","",57.6,8110,140.79861111100001]
["","","CONC REPAIRS (PPC GIRDERS)","",210,252000,1200]
["","","ELASTOMERIC CONC","",2321.1,1254572.5,540.50773340199999]
["","","PRESTRESS CONC GIRDR","FLANGE REP MATL",279,418500,1500]
["","","","REPAIR",1100.5,682310,620]
["","","RESTORE SPALLED AREA - EPOXY","",80.400000000000006,80400,1000]
["","","SHOTCRETE REPAIRS (DIAPHRAGM, DECK)","",328,246000,750]
["","","SHOTCRETE REPAIRS (PILE BENT)","",2821,2045225,725]
["8889000000-E","GENERIC STR ITEM (LB)","BEAM REPAIR","",3160,108320,34.278481012999997]
["","","HARDWARE","",24302,243020,10]
["8892000000-E","GENERIC STR ITEM (SF)","BRG JOINT DEMO","",9279,501705,54.068865178999999]
["","","CATHODIC PROTECTION SYS,","ZINC ALUMINUM SPRAY",60924,2199356.4,36.1]
["","","CONC DECK REPAIR FOR","EPOXY OVERLAY",311.10000000000002,18041.5,57.992606879]
["","","CONC DECK REPAIR FOR EPOXYOVERLAY","",566.70000000000005,99172.5,175]
["","","EPOXY COATING","",44793.599999999999,589231.82999999996,13.154375401999999]
["","","EPOXY OVERLAY SYS -","MECH DISTRIBUTED",387507,1356274.5,3.5]
["","","EPOXY OVERLAY SYS-","MECH DISTRIBUTED",281381,2615610.4,9.2956183960000001]
["","","FRP STRENGTHNING SYS","",560,34720,62]
["","","REML OF EXT CONC","WEARING SURFACE",1260,15120,12]
["","","TOP OF CAP EPOXY COATINGS","",19088,95440,5]
["","","TSA, FULL LGTH (MONITORING)","",773.8,26309.200000000001,34]
["","","TSA, FULL LGTH (NON","MONITORING)",45717.8,1142945,25]
["","","TSA, PARTIAL LGTH","(MONITORING)",602.70000000000005,30737.7,51]
["","","TSA, PARTIAL LGTH(NON","MONITORING)",32398.7,1004359.7,31]
["8893000000-E","GENERIC STR ITEM (SY)","APPROACH SLAB SHDR","PROTECTION",42,1267.56,30.18]
["","","CONC DECK REPAIR FOR","POLYESTER POLYMER CONC OVERLAY",38.6,3474,90]
["","","HYDRO-DEMO OF","BRG DECK",3673,407725,111.005989654]
["","","HYDRO-DEMO OF BRG DECK","",8086.5,877311,108.49081803]
["","","PLACE & FINISH LATEX MOD.","CONC OVERLAY-VES",2695,123970,46]
["","","PLACE & FINISH OF LATEX","MOD CONC OVERLAY-VES",9676,1033168,106.776353865]
["","","PLACE & FINISH POLYESTER","POLYMER CONC OVERLAY",28519,1069462.5,37.5]
["","","PLACE & FINISH OF LATEX","MOD CONC OVERLAY-VES",978,97800,100]
["","","PLACE & FINISH PPC","OVERLAY",71985,1091203.5,15.158762242]
["","","SCARIFYING BRG DECK","",112263.5,2147221.2000000002,19.12661907]
["","","SHOTBLASTING BRG DECK","",100504,206851.65,2.0581434569999999]
["8897000000-N","GENERIC STR ITEM (EA)","3/4\"DIAMETER STANLESS STL FASTENERS","",372,27900,75]
["","","7\" DIA MICROPILES","",10,32340.6,3234.06]
["","","ALTERNATE OUTRIGGER MOUNTING","",15,43320,2888]
["","","BEAM END EPOXY COATINGS","",1980,843480,426]
["","","BRG JACKING","",53,180750,3410.377358491]
["","","BRG JACKING FOR SPAN","RE-POSITIONING",2,127200,63600]
["","","BRG LIGHT STDS","",15,56520,3768]
["","","BULK ANODE","",156,105300,675]
["","","CLEAN & PAINT EXT","BEARINGS W/ HRCSA (BRG NO 260016)",1980,956340,483]
["","","CLEAN & PAINT EXT","BEARING PLATES W/ HRCSA",144,86400,600]
["","","CLEAN & PAINT OF","EXT BEARINGS W/ HRCSA",590,330400,560]
["","","CULVERT LIGHTING LUM","",12,13200,1100]
["","","FENDER PILE WRAPS","",46,80500,1750]
["","","MAINLAND LIGHT STDS","",6,16500,2750]
["","","MICROPILE PROOF TESTS","",1,540,540]
["","","REM & RESET BEARINGS","",12,67800,5650]
["","","REM LIGHT STD FROM","FOUND",5,3025,605]
["","","REM LIGHT STD","FOUND",6,7098,1183]
["","","","FROM OUTRIGGER",15,25005,1667]
["","","REPALCEM OF BRG","BEARINGS, (P2)",10,6500,650]
["","","REPLM OF BRG","BEARINGS, (P3)",10,7900,790]
["","","","BEARINGS. (P1)",8,4640,580]
["","","RESET BEARINGS","",3,2535,845]
["","","ROADWAY LIGHT STD","LUM-220W LED",21,28875,1375]
["","","ROCK ANCH VERIFICATION TESTS","",1,1620,1620]
["","","SPAN RE-POSITIONING","",2,39000,19500]
["","","SPLICING OF PRESTRESSING","STRAND",40,16200,405]
["","","STD FOUND, R1","",4,4468,1117]
["","","STD FOUND, R2","",2,2564,1282]
["","","STL KEEPER ANGLE ASSEM","BRG NO 478",1,7000,7000]
["","","","BRG NO 488",1,7000,7000]

{"sheet":"BExRepositorySheet","index":2,"n_rows":1,"n_cols":1,"rows_kept":1,"cut":false,"hidden":true,"merged":[]}
[7]

{"sheet":"ITEMS - DIV 01","index":3,"n_rows":380,"n_cols":8,"rows_kept":380,"cut":false,"hidden":false,"merged":[[0,0,0,6]]}
["2017 JAN - JUN BID AVERAGES  -  DIVISION 1",null,null,null,null,null,null,1]
["Item #","Item Description ","Item Supplemental Description","Item Supplemental Description 2","Item Quantity","Extended Amt","Average Unit Bid"]
["0000100000-N","MOBILI","","",6,3641450,606908.33333333302]
["0000400000-N","CONST SURVEYING","","",2,399260,199630]
["0000900000-N","GENERIC MISC ITEM (LS)","DESIGN & CONST OF      BRGS","",1,4189450,4189450]
["","","PASSENGER FERRY","",1,4154419.9,4154419.9]
["0000915000-N","GENERIC MISC ITEM(EA)","END BENT STR 200020","",2,60000,30000]
["","","END BENT STR 200021","",2,60000,30000]
["","","END BENT STR 200024","",2,60000,30000]
["","","INTERIOR BENT CAPS STR","200020",1,25000,25000]
["","","","200021",1,25000,25000]
["","","","200024",1,25000,25000]
["","","RIGHT OF WAY ACQUISITION","",6,33000,5500]
["0000930000-E","GENERIC MISC ITEM (LF)","AVE FOUND LGTH AT END","BENT 1 STR 200020",60,18300,305]
["","","","BENT 1 STR 200021",70,19600,280]
["","","","BENT 1 STR 200024",80,21200,265]
["","","","BENT 2 STR 200020",60,18300,305]
["","","","BENT 2 STR 200021",70,19600,280]
["","","","BENT 2 STR 200024",80,21200,265]
["","","AVE FOUND LGTH AT INTE-","RIOR BENT 1 STR 200020",70,33950,485]
["","","","RIOR BENT 1 STR 200021",80,36800,460]
["","","","RIOR BENT 1 STR 200024",90,39600,440]
["","","BRG LGTH STR","200020",85,297500,3500]
["","","","200021",70,262500,3750]
["","","","200024",100,330000,3300]
["0000990000-E","GENERIC MISC ITEM (GAL)","EPOXY MATL","",67,13625,203.35820895500001]
["0001000000-E","CLEAR & GRUB","","",24,3323717,136217.90983606601]
["0008000000-E","SUPP CLEAR & GRUB","","",4,27096,6774]
["0015000000-N","SEALING ABAN WELLS","","",1,4235,4235]
["0022000000-E","UNCL EXCAV","","",19420,131750,6.7842430480000004]
["0029000000-N","REINF BRG APPR ********","(25+47.22 -Y1-)","",1,17000,17000]
["","","(50+99.00 -Y2-)","",1,29000,29000]
["0036000000-E","UNDERCUT EXCAV","","",32217,235528.05,7.3106760409999998]
["0106000000-E","BORROW EXCAV","","",698450,5294420,7.5802419639999998]
["0127000000-N","EMBM'T SETTLEMENT GAUGE","","",8,17408,2176]
["0134000000-E","DRNG DITCH EXCAV","","",11380,63517,5.5814586989999997]
["0156000000-E","REML OF EXT ASPH PVT","","",15000,63580,4.2386666670000004]
["0177000000-E","BRK OF EXT ASPH PVT","","",13370,30082.5,2.25]
["0192000000-N","PROOF ROLLING","","",25,8470,338.8]
["0195000000-E","SELECT GRAN MATL","","",38778,314836.8,8.1189540460000007]
["0196000000-E","GEOTEXTILE SOIL STABILI","","",47850,50412.5,1.0535527689999999]
["0225000000-E","REINF SOIL SLOPES","","",2300,271400,118]
["0318000000-E","FND CONDIT MATL MINOR STRS","","",3326,90164,27.108839447000001]
["0320000000-E","FND CONDIT GEOTEXTLE","","",4620,7656,1.657142857]
["0335000000-E","**\" DRNG PIPE","(8\")","",12,396,33]
["0335200000-E","15\" DRNG PIPE","","",1664,95246.8,57.239663462000003]
["0335300000-E","18\" DRNG PIPE","","",248,14136,57]
["0335400000-E","24\" DRNG PIPE","","",52,3692,71]
["0335500000-E","30\" DRNG PIPE","","",192,12384,64.5]
["0335850000-E","**\" DRNG PIPE ELB","(15\")","",28,9296,332]
["0343000000-E","15\" SIDE DRAIN PIPE","","",848,28408,33.5]
["0344000000-E","18\" SIDE DRAIN PIPE","","",92,3335,36.25]
["0345000000-E","24\" SIDE DRAIN PIPE","","",140,5978,42.7]
["0366000000-E","15\" RC PIPE CULV III","","",808,29411.200000000001,36.4]
["0372000000-E","18\" RC PIPE CULV III","","",880,38016,43.2]
["0378000000-E","24\" RC PIPE CULV III","","",2556,155843.20000000001,60.971517996999999]
["0384000000-E","30\" RC PIPE CULV III","","",232,18142.400000000001,78.2]
["0390000000-E","36\" RC PIPE CULV III","","",628,72907.199999999997,116.094267516]
["0448200000-E","15\" RCP CULV IV","","",680,30717.8,45.173235294000001]
["0448300000-E","18\" RCP CULV IV","","",256,13821.6,53.990625000000001]
["0448400000-E","24\" RCP CULV IV","","",168,10827.6,64.45]
["0528000000-E","**\" RC PIPE ELB III","(36\")","",2,2862,1431]
["0995000000-E","PIPE REML","","",3983,51023,12.810193322]
["0996000000-N","PIPE CLEAN-OUT","","",1,2637,2637]
["1011000000-N","FINE GRADING","","",2,623805,311902.5]
["1099500000-E","SHALLOW UNDERCUT","","",2000,21600,10.8]
["1099700000-E","IV SUBGRD STABILI","","",3850,96415,25.042857142999999]
["1111000000-E","IV AGG STABILI","","",1000,26250,26.25]
["1121000000-E","AGG BASE CRS","","",26300,604900,23]
["1220000000-E","INCIDENTL STONE BASE","","",300,10730,35.766666667000003]
["1275000000-E","PRIME COAT","","",870,2610,3]
["1297000000-E","MILL ASP PVMT ***\" DTH","(1-1/2\")","",495580,297348,0.6]
["1330000000-E","INCIDENTAL MILLING","","",2659,57113,21.479127492]
["1489000000-E","ASP CONC BASE CRS B25.0B","","",10500,482100,45.914285714000002]
["1491000000-E","ASP CONC BASE CRS B25.0C","","",2550,115005,45.1]
["1498000000-E","ASP CONC INTR CRS I19.0B","","",19830,804619.5,40.575869894]
["1503000000-E","ASP CONC INTR CRS I19.0C","","",2000,89800,44.9]
["1519000000-E","ASP CONC SURF CRS S9.5B","","",27402.5,1082247.5,39.494480430999999]
["1523000000-E","ASP CONC SURF CRS S9.5C","","",37380,1394637,37.309711075000003]
["1525000000-E","ASP CONC SURF CRS SF9.5A","","",20,7900,395]
["1575000000-E","ASP FOR PLANT MIX","","",5488.5,1906937.5,347.44237952100002]
["1577000000-E","POLYM MOD ASP BNDR FOR PLT MIX","","",1062,467280,440]
["1663000000-E","OG ASP FRICT FC-2MOD","","",17400,922200,53]
["1693000000-E","ASPH PLT MIX PVT REP","","",526,82897.3,157.59942965799999]
["2022000000-E","SUBDRAIN EXCAV","","",2811,26602.5,9.4637139809999997]
["2026000000-E","GEOTEXTILE FOR SUBSURF DRNS","","",2000,11250,5.625]
["2033000000-E","SUBDRAIN FINE AGG","","",1070,36540.5,34.15]
["2036000000-E","SUBDRAIN CRSE AGG","","",336,23511.599999999999,69.974999999999994]
["2044000000-E","6\" PERF SUBDRN PIPE","","",8350,111452.5,13.34760479]
["2070000000-N","SUBDRN PIPE OUTLET","","",17,3888,228.70588235299999]
["2077000000-E","6\" OUTLET PIPE","","",112,2361.4,21.083928571000001]
["2209000000-E","ENDWALLS","","",3.5,2590,740]
["2253000000-E","PIPE COLLARS","","",1.5,1423.5,949]
["2275000000-E","FLOWABLE FILL","","",15,4725,315]
["2286000000-N","MASNRY DRNG STR","","",63,77858,1235.841269841]
["2308000000-E","MASNRY DRNG STR","","",8.1999999999999993,1997.4,243.585365854]
["2364000000-N","FRM W/2GRT 840.16STD","","",12,7132.2,594.35]
["2366000000-N","FRM W/2GRT 840.24STD","","",7,5959.6,851.37142857100002]
["2367000000-N","FRM W/2GRT 840.29STD","","",19,9799,515.73684210500005]
["2374000000-N","FRM-GRT-HD 840.03 **","(E)","",2,1000,500]
["","","(F)","",5,2595,519]
["","","(G)","",13,7455,573.46153846200002]
["2396000000-N","FRM W/COVER STD 840.54","","",4,1378,344.5]
["2451000000-N","CONC TRANS SECT FOR DROP INLET","","",10,9480,948]
["2549000000-E","2'-6\" CONC CURB & GTR","","",5715,139376,24.387751530999999]
["2556000000-E","SHDR BERM GTR","","",3125,120455,38.5456]
["2612000000-E","6\" CONC DRIVEWAY","","",420,28728,68.400000000000006]
["2655000000-E","5\" MONO CONC ISLDS (KEY IN)","","",1650,98090,59.448484848]
["2724000000-E","PC REINF BARR SGL FC","","",180,19260,107]
["2938000000-N","CONVRT DI TO JB W/MH","","",1,980,980]
["3030000000-E","STL BM GRDRL","","",7250,122562.5,16.905172413999999]
["3045000000-E","SBGR SHOP CURVED","","",112.5,2137.5,19]
["3150000000-N","ADDIT GRDRL POSTS","","",10,360,36]
["3195000000-N","GR ANCH AT-1","","",2,1054,527]
["3210000000-N","GR ANCH CAT-1","","",5,2882,576.4]
["3270000000-N","GR ANCH 350","","",19,37036,1949.2631578949999]
["3317000000-N","GR ANCH B-77","","",10,16610,1661]
["3503000000-E","WOVEN WIRE FENCE 47\" FAB","","",20040,63295,3.158433134]
["3509000000-E","4\" TIMBER POSTS 7'-6\"LONG","","",1272,20676,16.254716981000001]
["3515000000-E","5\" TIMBER POSTS 8'-0\"LONG","","",305,7810,25.606557377000001]
["3557000000-E","ADDL BARBED WIRE","","",1120,82,7.3214286000000003E-2]
["3572000000-E","CHN LINK FENCE RESET","","",40,1280,32]
["3628000000-E","RIP RAP, I","","",40,2110,52.75]
["3649000000-E","RIP RAP, B","","",650,34580,53.2]
["3656000000-E","GEOTEXTILE FOR DRAINGE","","",4490,10017,2.2309576839999998]
["4048000000-E","REINF CONC FOUNDTN","","",6,6330,1055]
["4054000000-E","PLN CONC FOUNDTN","","",1,10.6,10.6]
["4060000000-E","SUP BRKAWAY STL BM","","",6348,33644.400000000001,5.3]
["4072000000-E","SUPP, 3-LB STL U-CHAN","","",1527,11212,7.3425016369999998]
["4082000000-E","SUPP, WOOD","","",1274,22295,17.5]
["4096000000-N","SIGN ERECTION, D","","",15,2112,140.80000000000001]
["4102000000-N","SIGN ERECTION, E","","",94,8843,94.074468085000007]
["4108000000-N","SIGN ERECTION, F","","",40,5133,128.32499999999999]
["4110000000-N","SIGN ERECTION, *** (GRD MTD)","(A)","",7,5166,738]
["","","(B)","",2,1054,527]
["4116100000-N","SIGN ERECT, RELOC ** GRD MTD","(D)","",5,1125,225]
["","","(E)","",4,900,225]
["","","(F)","",14,3150,225]
["4141000000-N","DISP SUPP, WOOD","","",1,35,35]
["4155000000-N","DISP SIGN SYS U-CHAN","","",10,53.9,5.39]
["4158000000-N","DISP SIGN SYST WOOD","","",76,264,3.4736842110000001]
["4192000000-N","DISP SUPP, U-CHAN","","",1,25,25]
["4238000000-N","DISP SIGN, D, E, F","","",19,95,5]
["4360000000-N","GENERIC SIGNING ITEM (EA)","DISP OF SIGN SYS,      SPAN WIRE","",2,1000,500]
["4400000000-E","WORK ZONE SIGNS (STAT)","","",1874,19826.3,10.579669157]
["4405000000-E","WORK ZONE SIGNS (PORT)","","",912,18014.400000000001,19.752631578999999]
["4410000000-E","WORK ZONE SIGNS (BARR)","","",550,7523.6,13.679272727000001]
["4413000000-E","WORK ZONE ADV/GEN WARN SIGN","","",1338,8496.2999999999993,6.35]
["4415000000-N","FLASH ARROW BOARD","","",4,11200,2800]
["4420000000-N","PORTABLE CHANGE MSG SIGN","","",2,24000,12000]
["4422000000-N","PORT CHANGE MSG SIGN (SHORT TERM)","","",25,2150,86]
["4430000000-N","DRUMS","","",1012,57727.92,57.043399209]
["4435000000-N","CONES","","",100,3220,32.200000000000003]
["4445000000-E","BARRICADES (III)","","",788,34905.199999999997,44.295939085999997]
["4450000000-N","FLAGGER","","",800,40000,50]
["4455000000-N","FLAGGER","","",820,233040,284.19512195099998]
["4457000000-N","TEMP TRAF CONTRL(SP)","","",1,38000,38000]
["4465000000-N","TEMP CRASH CUSHIONS","","",4,33356,8339]
["4470000000-N","RESET CRASH CUSHION","","",6,14376,2396]
["4480000000-N","TMA","","",5,125245,25049]
["4485000000-E","PORT CONC BARR","","",1440,48960,34]
["4500000000-E","RESET PORT CONC BAR","","",1515,12877.5,8.5]
["4510000000-N","LAW ENFORCEM","","",152,8712,57.315789473999999]
["4516000000-N","SKINNY DRUM","","",50,2250,45]
["4520000000-N","TUBULAR MKR (FIXED)","","",764,28268,37]
["4650000000-N","TEMP RAISED PVMT MRKS","","",886,7188,8.1128668170000005]
["4685000000-E","THERMO PVT MKG LINES 4\"90","","",126265,74841.95,0.59273710099999999]
["4686000000-E","THERMO PVT MKG LINES 4\"120","","",111593,81738.95,0.73247381099999997]
["4688000000-E","THERMO PVT MKG LINES,6\"90 MILS","","",223200,178560,0.8]
["4690000000-E","THERMO PVT MKG LINES 6\"120 MILS","","",27700,27700,1]
["4695000000-E","THERMO PVT MKG LINES 8\"90 MILS","","",2408,8088.4,3.3589701000000001]
["4700000000-E","12\"WIDE THERM 90 MILS","","",11972,52610,4.3944203140000004]
["4705000000-E","THERM LINE16\"120MILS","","",80,800,10]
["4710000000-E","24\"WIDE THERM 120MILS","","",731,7821.8,10.700136798999999]
["4721000000-E","THERMO PVT MKG CHAR 120","","",16,1936,121]
["4725000000-E","THERMO PVT SYM 90MIL","","",138,15637,113.311594203]
["4770000000-E","4\" COLD APPL PLSTIC LINES **","(II)","",1570,5024,3.2]
["","","(IV)","",72168,115468.8,1.6]
["4805000000-N","COLD APPL PLASTIC SYM **","(IV)","",18,4590,255]
["4810000000-E","PAINT PVMT MKG 4\"","","",558026,73584,0.13186482399999999]
["4820000000-E","PAINT PVMT MKG 8\"","","",4430,3721,0.83995485299999995]
["4835000000-E","PAINT PVT MKG LINE24\"","","",990,1749,1.766666667]
["4845000000-N","PAINT PVT MKG SYM","","",123,3777.6,30.712195122000001]
["4847000000-E","POLYUREA LINES (4\" *****)","(HIGHLY REFLECTIVE ELEMENTS)","",59706,208971,3.5]
["","","(HIGHY REFLECTIVE ELEMENTS)","",18619,20480.900000000001,1.1000000000000001]
["4850000000-E","LINE REML 4\" WIDE","","",74714,52341.3,0.70055545100000005]
["4860000000-E","LINE REML 8\" WIDE","","",90,99,1.1000000000000001]
["4870000000-E","LINE REML 24\" WIDE","","",100,500,5]
["4875000000-N","REML OF SYMB & CHAR","","",17,1081,63.588235294]
["4900000000-N","PERM RAISED PVT MKR","","",3233,23164.6,7.1650479430000003]
["4935000000-N","FLEX DELINATR (CRYS)","","",30,1440,48]
["4940000000-N","FLEX DELINATR (YELW)","","",8,376,47]
["4945000000-N","FLEX DELINATR (CRY & RED)","","",14,658,47]
["5325200000-E","2\" WATER LINE","","",429,9009,21]
["5325600000-E","6\" WATER LINE","","",916,51172,55.864628820999997]
["5326000000-E","10\" WATER LINE","","",2789,97615,35]
["5326200000-E","12\" WATER LINE","","",1816,81720,45]
["5329000000-E","DI H2O PIPE FITTINGS","","",7920,48318,6.1007575760000003]
["5536000000-E","2\" VALVE","","",1,923,923]
["5540000000-E","6\" VALVE","","",2,2162,1081]
["5552000000-E","10\" VALVE","","",3,6900,2300]
["5606000000-E","2\" BLOW OFF","","",2,3798,1899]
["5648000000-N","RELOC WATER METER","","",26,23735,912.88461538499996]
["5649000000-N","RECONNECT H2O METER","","",10,9000,900]
["5653210000-E","RELC 2\" DCV BACKFLOW PREVNT A","","",2,4220,2110]
["5656100000-E","RELC **\" RPZ BACKFLOW PREVNT A","(1-1/2\")","",1,2200,2200]
["5672000000-N","RELOC FIRE HYDRANT","","",7,27650,3950]
["5691000000-E","**\" SANIT GRAV SEWER","(15\")","",809,117305,145]
["5691100000-E","4\" SANIT GRAV SEWER","","",72,4320,60]
["5691200000-E","6\" SANIT GRAV SEWER","","",30,3000,100]
["5691400000-E","10\" SANIT GRAV SEWER","","",755,71725,95]
["5709200000-E","4\" FORCE MAIN SEWER","","",441,22050,50]
["5769000000-E","DI SEWER PIPE FITTINGS","","",1185,10665,9]
["5775000000-E","4' DIA UTIL MH","","",13,36660,2820]
["5781000000-E","UTIL MH WALL, 4' DIA","","",49.7,14164.5,285]
["5798000000-E","ABAN **\" UTIL PIPE","(15\")","",692,8304,12]
["5800000000-E","ABAN 6\" UTIL PIPE","","",830,5164.5,6.2222891569999996]
["5801000000-E","ABAN 8\" UTIL PIPE","","",52,442,8.5]
["5802000000-E","ABAN 10\" UTIL PIPE","","",3413,23891,7]
["5804000000-E","ABAN 12\" UTIL PIPE","","",1513,12104,8]
["5816000000-N","ABAN UTIL MH","","",3,3000,1000]
["5828000000-N","REM UTIL MH","","",4,5200,1300]
["6000000000-E","TEMP SILT FENCE","","",63000,137400,2.180952381]
["6006000000-E","EROS CONTRL STONE A","","",2490,119145,47.849397590000002]
["6009000000-E","EROS CONTRL STONE B","","",16090,752710,46.781230577999999]
["6012000000-E","SEDIMENT CONTROL STONE","","",9465,304385,32.159006867000002]
["6015000000-E","TEMP MULCHING","","",157.5,75642,480.26666666699998]
["6018000000-E","SEED FOR TEMP SEED","","",7500,28050,3.74]
["6021000000-E","FERT FOR TEMP SEED","","",40,38960,974]
["6024000000-E","TEMP SLOPE DRAINS","","",11000,139500,12.681818182000001]
["6029000000-E","SAFETY FENCE","","",10400,25300,2.432692308]
["6030000000-E","SILT EXCAV","","",25170,132874.5,5.2790822410000002]
["6036000000-E","MAT FOR EROS CONTRL","","",31200,49420,1.5839743589999999]
["6037000000-E","COIR FIBER MAT","","",200,980,4.9000000000000004]
["6038000000-E","PERM SOIL REINF MAT","","",900,11700,13]
["6042000000-E","1/4\" HARDWARE CLOTH","","",2200,13280,6.0363636359999999]
["6043000000-E","LOW PERMEABILITY GEOTEXTILE","","",650,2080,3.2]
["6045000000-E","**\" TEMP PIPE","(36\")","",40,2000,50]
["6046000000-E","TEMP PIPE FOR STREAM CROSS","","",25,1310,52.4]
["6070000000-N","SPECIAL STILLNG BASIN","","",2,2000,1000]
["6071012000-E","COIR FIBER WATTLE","","",11650,95965,8.2373390559999997]
["6071014000-E","COIR FIBER WATTLE BARR","","",12800,153600,12]
["6071020000-E","POLYACRYLAMIDE (PAM)","","",5340,36780,6.8876404490000001]
["6071030000-E","COIR FIBER BAFFLE","","",9200,59430,6.4597826090000003]
["6071050000-E","**\" SKIMMER","(1-1/2\")","",15,19245,1283]
["","","(2\")","",3,4120,1373.3333333329999]
["6084000000-E","SEED & MULCHING","","",147,231810,1576.9387755099999]
["6087000000-E","MOWING","","",118,8728,73.966101695000006]
["6090000000-E","SEED FOR REPAIR SEED","","",1600,13387.5,8.3671875]
["6093000000-E","FERT FOR REPAIR SEED","","",6,7414.5,1235.75]
["6096000000-E","SEED FOR SUPP SEED","","",3650,14300,3.9178082189999999]
["6108000000-E","FERTILIZER TOPDRESS","","",109.25,81740,748.19221967999999]
["6111000000-E","IMPERVIOUS DIKE","","",85,4250,50]
["6114500000-N","SPECIALIZD HAND MOW","","",50,3240,64.8]
["6117000000-N","RESPONSE FOR EROS CONTROL","","",200,56400,282]
["6120000000-E","CULVERT DIVERSION CHANNEL","","",118,2360,20]
["6123000000-E","REFORESTATION","","",1,2000,2000]
["6132000000-N","GENERIC EROSION CONTROL ITEM (EA)","CONC WASHOUT STR","",22,26264,1193.8181818180001]
["7060000000-E","SIGNAL CABLE","","",4300,10750,2.5]
["7120000000-E","VEHICLE SIGNAL HD (12\", 3 SECT)","","",20,14900,745]
["7132000000-E","VEHICLE SIGNAL HD (12\", 4 SECT)","","",1,950,950]
["7144000000-E","VEHICLE SIGNAL HD (12\", 5 SECT)","","",2,2100,1050]
["7264000000-E","MESSENGER CABLE (3/8\")","","",520,2002,3.85]
["7300000000-E","UNPAVED TRENCH (****)","(1, 2\")","",1430,8222.5,5.75]
["","","(2, 2\")","",20,125,6.25]
["7301000000-E","DIRECT DRILL (***********)","(1, 2\")","",130,1950,15]
["","","(2, 2\")","",410,6765,16.5]
["7324000000-N","JUNCTION BOX (STD SIZE)","","",8,1400,175]
["7348000000-N","JUNCTION BOX (OVER-SIZED, HVY-DUTY)","","",4,2100,525]
["7360000000-N","WOOD POLE","","",4,2800,700]
["7372000000-N","GUY ASSEM","","",8,2000,250]
["7408000000-E","1\" RISER W/ WEATHRHD","","",1,300,300]
["7420000000-E","2\" RISER W/ WEATHRHD","","",5,1850,370]
["7444000000-E","INDUCTIVE LOOP SAWCUT","","",2600,13650,5.25]
["7456000000-E","LEAD-IN CABLE(********)","(14-2)","",6700,8040,1.2]
["7481000000-N","SITE SURVEY","","",1,650,650]
["7481200000-N","LUM ARM FOR VIDEO SYS","","",2,2900,1450]
["7481240000-N","CAMERA W/O INT LOOP EMUL PROCESS","","",4,9800,2450]
["7481260000-N","EXT LOOP EMULATOR PROCESS UNIT","","",1,9500,9500]
["7481280000-N","RELOC CAMERA SENSOR UNIT","","",4,3000,750]
["7588000000-N","SGNL MAST ARM W/ METAL POLE","","",4,54000,13500]
["7613000000-N","SOIL TEST","","",4,3800,950]
["7614100000-E","DRILLED PIER FOUND","","",28,22400,800]
["7631000000-N","MAST ARM W/ MTL POLE DES","","",4,1200,300]
["7684000000-N","SIGNAL CAB FOUND","","",1,650,650]
["7756000000-N","CONTLR W/ CBNT, 2070L BASE MTD","","",1,11500,11500]
["7780000000-N","DETECTR CARD(2070L)","","",10,950,95]
["7901000000-N","CAB BASE EXTENDER","","",1,300,300]
["8091000000-N","FND EXCAV B** STA ***","(1, 25+47.22-Y1-)","",1,31000,31000]
["","","(1, 50+99.00-Y2-)","",1,8000,8000]
["8112730000-N","PDA TESTING","","",4,12000,3000]
["8126000000-N","CULV EXCAV @ ********","(132+51.00-L-)","",1,10000,10000]
["8133000000-E","FND CONDIT MAT, BOX CULV","","",134,5360,40]
["8147000000-E","REINF CONC DECK SLAB","","",16445,541040.5,32.9]
["8156000000-E","CONC WEARING SURF","","",1260,189000,150]
["8161000000-E","GROOVING BRG FLOOR","","",383963,141937.97,0.36966574899999999]
["8182000000-E","A CONC (BRG)","","",264,246312,933]
["8196000000-E","A CONC (CULV)","","",138.5,117725,850]
["8210000000-N","BRG APPR SLAB ********","(25+47.22-Y1-)","",1,23000,23000]
["","","(50+99.00-Y2-)","",1,38000,38000]
["8217000000-E","REINF STL (BRG)","","",35641,39444.85,1.1067268029999999]
["8224000000-E","EPOXY COAT REINF STL BRDG","","",10398,57189,5.5]
["8238000000-E","SPIRAL COL REINF STL BRG","","",2151,3764.25,1.75]
["8245000000-E","REINF STL (CULVERT)","","",15604,19505,1.25]
["8265000000-E","54\" PRESTR CONC GIRD","","",1878.33,403840.95,215]
["8280000000-E","STRURAL STL","","",4200,77000,18.333333332999999]
["8328200000-E","PILE DRV EQUIP SETUP ** STL PILES","(HP12 X 53)","",34,2890,85]
["","","(HP14 X 73)","",25,2125,85]
["8364000000-E","HP12X53 PILES","","",2958,121278,41]
["8384000000-E","HP14X73 PILES","","",1769,90219,51]
["8393000000-N","PILE REDRIVES","","",31,11625,375]
["8503000000-E","CONC BARR RAIL","","",754.09,56556.75,75]
["8531000000-E","4\" SLOPE PROTECTION","","",2020,262600,130]
["8559000000-E","SURFACE PREP, II","","",49.8,26145,525]
["8657000000-N","ELASTOMERIC BEARING","","",1,16000,16000]
["8664000000-E","SHOTCRETE REPAIRS","","",938,891100,950]
["8678000000-E","EPOXY RESIN INJECTION","","",98.1,19620,200]
["8801000000-E","MSE RETAIN WALL NO **","(1)","",720,45360,63]
["8860000000-N","GENERIC STR ITEM (LS)","ASBESTOS ASSESSMENT","",1,5000,5000]
["","","AUXILIARY OPERATING SYS","",1,909000,909000]
["","","BRG CONTROL SYS","",1,350000,350000]
["","","CENTER WEDGE MACHINERY","",1,145000,145000]
["","","CENTERING DEVICE MACHINERY","",1,100000,100000]
["","","COATING OF PILE TOPS & TIN","HAT REPLM",1,16000,16000]
["","","CONTROL HOUSE RENOVATIONS","",1,330000,330000]
["","","DISCONNECT SWITCHS","",1,14000,14000]
["","","DRY TRANSFORMER","",1,4500,4500]
["","","ELECTRICAL DEMO","",1,57000,57000]
["","","ELECTRICL REFURBISH","",1,73000,73000]
["","","END WEDGE MACHINERY","",1,500000,500000]
["","","FIELD MEASURING","",1,75000,75000]
["","","GROUNDING","",1,10000,10000]
["","","HVAC UNIT","",1,14000,14000]
["","","JUNCTION  & PULL BOX","",1,26000,26000]
["","","LIGHTING","",1,13000,13000]
["","","MOTOR CONTROL CENTER","",1,125000,125000]
["","","MOTORS","",1,90000,90000]
["","","OPERATION & MAINT MANUALS,","TRAINING & AS-BUILT DOC",1,100000,100000]
["","","PAINT CONTMT FOR","BRG NO 260016",1,800000,800000]
["","","PANELBOARD","",1,5000,5000]
["","","PLASTIC LUMBER FENDER BOARDS","",1,75000,75000]
["","","POLLUTION CONTROL","",1,400000,400000]
["","","RACEWAY","",1,250000,250000]
["","","SIREN","",1,5000,5000]
["","","STABILIZ MACHINERY","",1,275000,275000]
["","","START UP & COMMISSIONING","",1,75000,75000]
["","","SUBMARINE CABLE","",1,150000,150000]
["","","SWITCHES & RECEPTACLES","",1,7500,7500]
["","","TURNING MACHINERY","",1,2820000,2820000]
["","","UTIL SER, MED VOLT EQUIP, AUTO","TRANSFER SWITCH & GENERATOR",1,1500000,1500000]
["","","WIRE & CABLE","",1,75000,75000]
["8867000000-E","GENERIC STR ITEM (LF)","BRG JOINT REML","",9429,47145,5]
["","","CATHODIC PROTECTION INTEGRAL","PILE JACKET (NON STRL), 16\" TO 30\"",1683,2692800,1600]
["","","","PILE JACKET (STRL), 16\" TO 30\"",561,1122000,2000]
["","","INJECT & SEAL CRACK","",670,100500,150]
["","","PILE JACKETS","",7013.5,3506750,500]
["","","PILE WRAP","",280,98000,350]
["","","PILE WRAPS (H2OLINE FOOT-   INGS)","",740,462500,625]
["","","REJACKETS","",438,547500,1250]
["","","REML & REPLM OF SHEARKEYWAYS","",405,30375,75]
["","","SILICONE JOINT SEALANT","",18598,1011490,54.387030864000003]
["8881000000-E","GENERIC STR ITEM (CY)","AA CONC (BRG)-","CHANNEL BENT FTG RESTORATION",95,689700,7260]
["","","PPC MATLS","",1435,3670730,2558]
["8882000000-E","GENERIC STR ITEM (CF)","CONC REPAIRS (PPC GIRDERS)","",210,252000,1200]
["","","PRESTRESSED CONC GIRDER","FLANGE REPAIR MATL",279,418500,1500]
["","","RESTORE SPALLED AREA - EPOXY","",80.400000000000006,80400,1000]
["","","SHOTCRETE REPAIRS (DIAPHRAGM, DECK)","",328,246000,750]
["","","SHOTCRETE REPAIRS (PILE BENT)","",2821,2045225,725]
["8892000000-E","GENERIC STR ITEM (SF)","CATHODIC PROTECTION SYS,","ZINC ALUMINUM SPRAY",60924,2199356.4,36.1]
["","","CONC DECK REPAIR FOR EPOXYOVERLAY","",566.70000000000005,99172.5,175]
["","","EPOXY OVERLAY SYS -","MECHANICALLY DISTRIBUTED",387507,1356274.5,3.5]
["","","REML OF EXT CONC","WEARING SURFACE",1260,15120,12]
["","","TOP OF CAP EPOXY COATINGS","",19088,95440,5]
["8893000000-E","GENERIC STR ITEM (SY)","PLACE & FINISH PPC","OVERLAY",46263,878997,19]
["","","SCARIFY BRG DECK","",46263,693945,15]
["","","SHOTBLAST BRG DCK","",46263,92526,2]
["8897000000-N","GENERIC STR ITEM (EA)","3/4\" DIA STAINLESS STL FASTENERS","",372,27900,75]
["","","BM END EPOXY COAT","",1980,843480,426]
["","","CLEAN & PAINT EXT","BEARGS W/ HRCSA (BRG NO  260016)",1980,956340,483]
["","","FENDER PILE WRAPS","",46,80500,1750]

{"sheet":"ITEMS - DIV 2","index":4,"n_rows":374,"n_cols":8,"rows_kept":374,"cut":false,"hidden":false,"merged":[[0,0,0,6]]}
["2017 JAN - JUN BID AVERAGES  -  DIVISION 2",null,null,null,null,null,null,1]
["Item #","Item Description ","Item Supplemental Description","Item Supplemental Description 2","Item Quantity","Extended Amt","Average Unit Bid"]
["0000100000-N","MOBILI","","",3,2890000,963333.33333333302]
["0000400000-N","CONST SURVEYING","","",2,335000,167500]
["0000700000-N","FIELD OFFICE","","",1,54500,54500]
["0029000000-N","REINF BRG APPR ********","(16+43.00 -L-)","",1,16000,16000]
["","","(32+25.84 -YEB01-)","",1,22800,22800]
["0036000000-E","UNDERCUT EXCAV","","",22600,226000,10]
["0043000000-N","GRADING","","",2,5770000,2885000]
["0050000000-E","SUPP CLEAR & GRUB","","",3,20500,6833.3333333330002]
["0057000000-E","UNDERCUT EXCAV","","",800,8000,10]
["0134000000-E","DRNG DITCH EXCAV","","",2900,52171,17.989999999999998]
["0192000000-N","PROOF ROLLING","","",15,3525,235]
["0195000000-E","SEL GRANULAR MATL","","",38825,583810,15.036960721]
["0196000000-E","GEOTEXTILE SOIL STAB","","",70400,158700,2.254261364]
["0199000000-E","TEMP SHORING","","",780,29250,37.5]
["0241000000-E","GENERIC GRADING ITEM (SY)","GEOTEXTILE FOR EMBANKMENT","STABILI",2060,12360,6]
["0318000000-E","FND CONDIT MATL MINOR STRS","","",1747,80722,46.206067544]
["0320000000-E","FND CONDIT GEOTEXTLE","","",8338,32957.1,3.952638522]
["0335200000-E","15\" DRNG PIPE","","",24,720,30]
["0342000000-E","**\" SIDE DRAIN PIPE","(30\")","",244,16592,68]
["0343000000-E","15\" SIDE DRAIN PIPE","","",132,5016,38]
["0344000000-E","18\" SIDE DRAIN PIPE","","",148,6364,43]
["0345000000-E","24\" SIDE DRAIN PIPE","","",244,14152,58]
["0366000000-E","15\" RC PIPE CULV III","","",1192,48872,41]
["0372000000-E","18\" RC PIPE CULV III","","",644,34454,53.5]
["0378000000-E","24\" RC PIPE CULV III","","",140,8330,59.5]
["0384000000-E","30\" RC PIPE CULV III","","",428,29960,70]
["0408000000-E","54\" RC PIPE CULV III","","",136,28424,209]
["0420000000-E","66\" RC PIPE CULV III","","",320,123520,386]
["0448200000-E","15\" RCP CULV IV","","",1872,94584,50.525641026000002]
["0448300000-E","18\" RCP CULV IV","","",1128,62604,55.5]
["0448400000-E","24\" RCP CULV IV","","",100,8375,83.75]
["0448500000-E","30\" RCP CULV IV","","",96,9864,102.75]
["0546000000-E","**\" CAA PIPE CLVT *****\"","(15\", 0.064\")","",412,16480,40]
["","","(18\", 0.064\")","",160,7280,45.5]
["0564000000-E","**\" CAA PIPE ELB *****\"","(15\", 0.064\")","",10,4750,475]
["","","(18\", 0.064\")","",2,1030,515]
["0973100000-E","**\"WLD STL PIPE GRAD B IN SOIL","(18\", 0.5\")","",80,19520,244]
["","","(30\", 0.5\")","",380,121600,320]
["0995000000-E","PIPE REML","","",2803,54658.5,19.5]
["1077000000-E","57 STONE","","",5,480,96]
["1099500000-E","SHALLOW UNDERCUT","","",10620,132500,12.47645951]
["1099700000-E","IV SUBGRD STABILI","","",20500,750950,36.631707317]
["1111000000-E","IV AGG STABILI","","",6750,324000,48]
["1121000000-E","AGG BASE CRS","","",3354,172731,51.5]
["1220000000-E","INCIDENTL STONE BASE","","",300,12850,42.833333332999999]
["1275000000-E","PRIME COAT","","",1048.5999999999999,6029.45,5.75]
["1330000000-E","INCIDENTAL MILLING","","",655.4,28680.799999999999,43.760756790000002]
["1489000000-E","ASP CONC BASE CRS B25.0B","","",5380,386841.5,71.903624535000006]
["1491000000-E","ASP CONC BASE CRS B25.0C","","",11620,810495,69.75]
["1498000000-E","ASP CONC INTR CRS I19.0B","","",1380,94323,68.349999999999994]
["1503000000-E","ASP CONC INTR CRS I19.0C","","",10740,734616,68.400000000000006]
["1519000000-E","ASP CONC SURF CRS S9.5B","","",5358.3,396857,74.063975514999996]
["1523000000-E","ASP CONC SURF CRS S9.5C","","",11490,755467.5,65.75]
["1525000000-E","ASP CONC SURF CRS SF9.5A","","",240,32040,133.5]
["1575000000-E","ASP FOR PLANT MIX","","",2347.3000000000002,751533.6,320.16938610300002]
["1693000000-E","ASPH PLT MIX PVT REP","","",200,50000,250]
["2022000000-E","SUBDRAIN EXCAV","","",190.4,4827.2,25.352941176000002]
["2026000000-E","GEOTEXTILE FOR SUBSURF DRNS","","",600,5400,9]
["2036000000-E","SUBDRAIN CRSE AGG","","",100.8,6132,60.833333332999999]
["2044000000-E","6\" PERF SUBDRN PIPE","","",600,8500,14.166666666999999]
["2070000000-N","SUBDRN PIPE OUTLET","","",2,700,350]
["2077000000-E","6\" OUTLET PIPE","","",12,360,30]
["2220000000-E","REINF ENDWALLS","","",13.7,34250,2500]
["2253000000-E","PIPE COLLARS","","",1.34,4087,3050]
["2264000000-E","PIPE PLUGS","","",0.35,932.75,2665]
["2275000000-E","FLOWABLE FILL","","",11,5445,495]
["2286000000-N","MASNRY DRNG STR","","",71,127400,1794.3661971829999]
["2297000000-E","MASNRY DRNG STR","","",30.8,46970,1525]
["2308000000-E","MASNRY DRNG STR","","",7.8,2340,300]
["2364000000-N","FRM W/2GRT 840.16 STD","","",27,15120,560]
["2364200000-N","FRM W/2GRT 840.20 STD","","",7,3990,570]
["2365000000-N","FRM W/2GRT 840.22 STD","","",21,11970,570]
["2366000000-N","FRM W/2GRT 840.24 STD","","",5,2900,580]
["2367000000-N","FRM W/2GRT 840.29 STD","","",5,2610,522]
["2374000000-N","FRM-GRT-HD 840.03 **","(G)","",3,1860,620]
["2396000000-N","FRM W/COVER STD 840.54","","",3,1290,430]
["2407000000-N","STL FRAM W/ 2 GTR, STD 840.37","","",1,1500,1500]
["2451000000-N","CONC TRANS SECT FOR DROP INLET","","",23,29900,1300]
["2549000000-E","2'-6\" CONC CURB & GTR","","",280,8680,31]
["2556000000-E","SHDR BERM GTR","","",910,25480,28]
["2619000000-E","4\" CONC PAVED DITCH","","",110,5720,52]
["2655000000-E","5\" MONO CONC ISLDS (KEY IN)","","",1610,88550,55]
["2724000000-E","PC REINF BARR SNGL FC","","",40,4600,115]
["2753000000-E","GENERIC PAVING ITEM 846 (LF)","SHDR BERM GTR (MOD)","",35,910,26]
["2815000000-N","ADJ DROP INLETS","","",1,1385,1385]
["2938000000-N","CONVT DI TO JB W/MH","","",1,1385,1385]
["3000000000-N","IMPACT ATTEN 350","","",4,59800,14950]
["3030000000-E","STL BM GRDRL","","",2425,39443.75,16.265463917999998]
["3105000000-N","SBGR TERM SECT","","",2,250,125]
["3150000000-N","ADDIT GRDRL POSTS","","",15,495,33]
["3210000000-N","GR ANCH CAT-1","","",2,1200,600]
["3215000000-N","GR ANCH III","","",8,14388,1798.5]
["3270000000-N","GR ANCH 350","","",7,13550,1935.714285714]
["3317000000-N","GR ANCH B-77","","",7,11900,1700]
["3345000000-E","REM & RESET GRDRL","","",912.5,13687.5,15]
["3360000000-E","REM EXT GRDRL","","",440,880,2]
["3503000000-E","WOVEN WIRE FENCE 47\" FAB","","",6360,20670,3.25]
["3506000000-E","4\" TIMBER POSTS *****LONG","(8')","",386,6176,16]
["3515000000-E","5\" TIMBER POSTS 8'-0\"LONG","","",127,4826,38]
["3533000000-E","CHN LK FENCE **\"FABRC","(84\")","",5310,84960,16]
["3539000000-E","MET LINE PST **\" FEN","(84\")","",447,42465,95]
["3545000000-E","MET TERM PST **\" FEN","(84\")","",37,5920,160]
["3578000000-N","GENERIC FENC ITEM(EA)","24' STL PIPE GATE","",1,6500,6500]
["3628000000-E","RIP RAP, I","","",730,58400,80]
["3649000000-E","RIP RAP, B","","",385,31825,82.662337661999999]
["3656000000-E","GEOTEXTILE FOR DRNGE","","",4125,18363,4.4516363639999996]
["4048000000-E","REINF CONC FOUNDTN","","",4,5100,1275]
["4054000000-E","PLN CONC FOUNDTN","","",1,975,975]
["4057000000-E","OVERHEAD FOOTING","","",37,36075,975]
["4060000000-E","SUP BRKAWAY STL BM","","",4814,16849,3.5]
["4072000000-E","SUPP, 3-LB STL U-CHAN","","",220,2255,10.25]
["4082000000-E","SUPP, WOOD","","",1905,24765,13]
["4082100000-N","SUPP, OVRHD SIGN STR*","(21+00 -YWB01-)","",1,46110,46110]
["","","(96+78 -L-)","",1,47235,47235]
["4096000000-N","SIGN ERECTION, D","","",5,775,155]
["4102000000-N","SIGN ERECTION, E","","",78,6396,82]
["4108000000-N","SIGN ERECTION, F","","",11,990,90]
["4110000000-N","SIGN ERECTION, *** (GRD MTD)","(A)","",9,5625,625]
["4116100000-N","SIGN ERECT, RELOC ** GRD MTD","(D)","",4,620,155]
["4141000000-N","DISP SUPP, WOOD","","",10,34,3.4]
["4158000000-N","DISP SIGN SYST WOOD","","",49,49,1]
["4370000000-N","GENERIC SIGN ITEM (LS)","DISP OF FLASHER SYS","",1,1000,1000]
["4400000000-E","WORK ZONE SIGNS (STAT)","","",1002,11510,11.487025947999999]
["4405000000-E","WORK ZONE SIGNS (PORT)","","",958,36462,38.060542796999997]
["4410000000-E","WORK ZONE SIGNS (BARR)","","",432,3193,7.3912037039999996]
["4415000000-N","FLASHING ARROW BOARD","","",4,13200,3300]
["4420000000-N","PORT CHANG MSG SIGN","","",5,61000,12200]
["4422000000-N","PORT CHANGE MSG SIGN (SHORT TERM)","","",42,2520,60]
["4430000000-N","DRUMS","","",789,47505,60.209125475]
["4435000000-N","CONES","","",120,2360,19.666666667000001]
["4445000000-E","BARRICADES (III)","","",480,9736,20.283333333000002]
["4455000000-N","FLAGGER","","",460,106400,231.304347826]
["4465000000-N","TEMP CRASH CUSHIONS","","",5,37500,7500]
["4480000000-N","TMA","","",4,96000,24000]
["4490000000-E","PORT CONC BARR (ANCH)","","",721,32408.95,44.95]
["4510000000-N","LAW ENFORCEM","","",304,15200,50]
["4516000000-N","SKINNY DRUM","","",305,14610,47.901639344000003]
["4520000000-N","TUBULAR MKR (FIXED)","","",95,10450,110]
["4650000000-N","TEMP RAISED PVT MRKS","","",383,2528,6.6005221929999998]
["4685000000-E","THERMO PVT MKG LINES 4\"90","","",23267,20823.599999999999,0.89498431300000003]
["4686000000-E","THERMO PVT MKG LINES 4\"120","","",12261,15172.6,1.2374683959999999]
["4688000000-E","THERMO PVT MKG LINES,6\"90 MILS","","",24947,26194.35,1.05]
["4690000000-E","THERMO PVT MKG LINES 6\"120 MILS","","",6069,8193.15,1.35]
["4695000000-E","THERMO PVT MKG LINES 8\"90 MILS","","",2838,8514,3]
["4697000000-E","THERMO PVT MKG LINE 8\"120 MILS","","",899,2697,3]
["4700000000-E","12\"WIDE THERM 90MILS","","",2035,4070,2]
["4702000000-E","12\"WIDE THERM 120MILS","","",1090,2725,2.5]
["4705000000-E","THERM LINE 16\" 120MILS","","",95,570,6]
["4710000000-E","24\"WIDE THERM 120MILS","","",580,4060,7]
["4721000000-E","THERMO PVT MKG CHAR 120","","",24,2880,120]
["4725000000-E","THERMO PVT SYM 90MILS","","",98,12740,130]
["4770000000-E","4\" COLD APPL PLSTIC LINES **","(IV)","",1835,3303,1.8]
["4810000000-E","PAINT PVMT MKG 4\"","","",63998,32752.25,0.51176989900000003]
["4820000000-E","PAINT PVMT MKG 8\"","","",1092,1179,1.0796703299999999]
["4835000000-E","PAINT PVT MKG LINE24\"","","",137,411,3]
["4845000000-N","PAINT PVT MKG SYM","","",13,845,65]
["4847000000-E","POLYUREA LINES (4\" *****)","(HIGHLY REFLECTIVE ELEMENTS)","",18461,19456,1.0538974050000001]
["4847110000-E","POLYUREA LINES (8\" *****)","(HIGHLY REFLECTIVE ELEMENTS)","",356,605.20000000000005,1.7]
["4850000000-E","LINE REML 4\" WIDE","","",28198,22558.400000000001,0.8]
["4860000000-E","LINE REML 8\" WIDE","","",340,374,1.1000000000000001]
["4900000000-N","PERM RAISED PVMT MKR","","",171,1342.5,7.8508771929999996]
["4905000000-N","SNOWPLB PVMT MRKER","","",815,23925,29.355828220999999]
["4935000000-N","FLEX DELINATR (CRYS)","","",76,4712,62]
["4940000000-N","FLEX DELINATR (YELL)","","",64,4160,65]
["5325200000-E","2\" WATER LINE","","",12,876,73]
["5325600000-E","6\" WATER LINE","","",657,30415,46.293759512999998]
["5325800000-E","8\" WATER LINE","","",4450,135725,30.5]
["5326000000-E","10\" WATER LINE","","",5402,199874,37]
["5326200000-E","12\" WATER LINE","","",4224,160512,38]
["5329000000-E","DI H2O PIPE FITTINGS","","",14010,123590,8.8215560310000001]
["5536000000-E","2\" VALVE","","",1,1125,1125]
["5540000000-E","6\" VALVE","","",2,3000,1500]
["5546000000-E","8\" VALVE","","",5,10500,2100]
["5552000000-E","10\" VALVE","","",4,10800,2700]
["5558000000-E","12\" VALVE","","",1,3500,3500]
["5571600000-E","6\" TAPPING VALVE","","",2,9450,4725]
["5571800000-E","8\" TAPPING VALVE","","",1,4600,4600]
["5589200000-E","2\" AIR RELEASE VALVE","","",2,9400,4700]
["5648000000-N","RELOC WATER METER","","",4,4800,1200]
["5649000000-N","RECONNECT H2O METER","","",2,2800,1400]
["5672000000-N","RELOC FIRE HYDRANT","","",4,15200,3800]
["5678400000-E","6\" LINE STOP","","",2,20640,10320]
["5709100000-E","2\" FORCE MAIN SEWER","","",476,9520,20]
["5709300000-E","6\" FORCE MAIN SEWER","","",60,5160,86]
["5709400000-E","8\" FORCE MAIN SEWER","","",2957,159678,54]
["5769000000-E","DI SEWER PIPE FITTINGS","","",4030,36270,9]
["5775000000-E","4' DIA UTIL MH","","",2,3600,1800]
["5781000000-E","UTIL MH WALL, 4' DIA","","",2,730,365]
["5798000000-E","ABAN **\" UTIL PIPE","(2\")","",530,5.3,0.01]
["5800000000-E","ABAN 6\" UTIL PIPE","","",732,2269.65,3.100614754]
["5801000000-E","ABAN 8\" UTIL PIPE","","",7435,74.349999999999994,0.01]
["5802000000-E","ABAN 10\" UTIL PIPE","","",5353,53.53,0.01]
["5804000000-E","ABAN 12\" UTIL PIPE","","",4092,40.92,0.01]
["5816000000-N","ABAN UTIL MH","","",1,1100,1100]
["5828000000-N","REM UTIL MH","","",1,1100,1100]
["5871400000-E","6\" TRENCHLESS INSTALL (IN SOIL)","","",468,20592,44]
["5871410000-E","6\" TRENCHLESS INSTALL (NOT IN SOIL)","","",52,2288,44]
["5882000000-N","GENERIC UTIL ITEM (EA)","INSTALL OWNER SUPPLIED FIRE HYDRANT","",1,4800,4800]
["6000000000-E","TEMP SILT FENCE","","",28635,68837.5,2.403963681]
["6006000000-E","EROS CONTRL STONE A","","",2745,27687,10.086338798]
["6009000000-E","EROS CONTRL STONE B","","",5395,46059.75,8.5374884150000003]
["6012000000-E","SEDIMT CONTRL STONE","","",4275,25979,6.0769590640000004]
["6015000000-E","TEMP MULCHING","","",180.5,121612.5,673.75346260399999]
["6018000000-E","SEED FOR TEMP SEED","","",7900,23600,2.9873417720000002]
["6021000000-E","FERT FOR TEMP SEED","","",39.5,43300,1096.2025316459999]
["6024000000-E","TEMP SLOPE DRAINS","","",5200,18500,3.557692308]
["6029000000-E","SAFETY FENCE","","",3000,7000,2.3333333330000001]
["6030000000-E","SILT EXCAV","","",15240,26040,1.7086614170000001]
["6036000000-E","MAT FOR EROS CONTRL","","",25000,49125,1.9650000000000001]
["6037000000-E","COIR FIBER MAT","","",1350,6625,4.907407407]
["6042000000-E","1/4\" HARDWARE CLOTH","","",850,2587.5,3.0441176470000002]
["6043000000-E","LOW PERMEABILITY GEOTEXTILE","","",500,2000,4]
["6045000000-E","**\" TEMP PIPE","(24\")","",110,2750,25]
["6048000000-E","FLOAT TURBIDITY CURTAIN","","",350,10150,29]
["6069000000-E","STILLING BASINS","","",686,19208,28]
["6071010000-E","WATTLE","","",8400,28560,3.4]
["6071012000-E","COIR FIBER WATTLE","","",100,1400,14]
["6071013000-E","WATTLE BARR","","",1900,11400,6]
["6071014000-E","COIR FIBER WATTLE BARR","","",100,1900,19]
["6071020000-E","POLYACRYLAMIDE (PAM)","","",5620,84300,15]
["6071030000-E","COIR FIBER BAFFLE","","",5500,27500,5]
["6071050000-E","**\" SKIMMER","(1-1/2\")","",11,28600,2600]
["","","(2\")","",4,14800,3700]
["6084000000-E","SEED & MULCHING","","",127.15,235400,1851.3566653559999]
["6087000000-E","MOWING","","",67.56,6421,95.041444642000002]
["6090000000-E","SEED FOR REPAIR SEED","","",1900,10837.5,5.7039473679999997]
["6093000000-E","FERT FOR REPAIR SEED","","",5.75,6425,1117.3913043479999]
["6096000000-E","SEED FOR SUPP SEED","","",3000,10425,3.4750000000000001]
["6108000000-E","FERTILIZER TOPDRESS","","",89,66400,746.06741572999999]
["6111000000-E","IMPERVIOUS DIKE","","",382,25021,65.5]
["6114500000-N","SPECIALIZD HAND MOW","","",20,1050,52.5]
["6117000000-N","RESPONSE FOR EROS CONTROL","","",138,28775,208.514492754]
["6120000000-E","CULVERT DIVERSION CHANNEL","","",160,2400,15]
["6123000000-E","REFORESTATION","","",0.2,1300,6500]
["6132000000-N","GENERIC EROSION CONTROL ITEM (EA)","CONC WASHOUT STR","",12,22000,1833.3333333329999]
["7060000000-E","SIGNAL CABLE","","",9560,21510,2.25]
["7108000000-E","VEHICLE SIGNAL HD (12\", 1 SECT)","","",8,5800,725]
["7120000000-E","VEHICLE SIGNAL HD (12\", 3 SECT)","","",37,25345,685]
["7132000000-E","VEHICLE SIGNAL HD (12\", 4 SECT)","","",4,3500,875]
["7144000000-E","VEHICLE SIGNAL HD (12\", 5 SECT)","","",1,1150,1150]
["7264000000-E","MESSENGER CABLE (3/8\")","","",2200,6600,3]
["7279000000-E","TRACER WIRE","","",3797,1898.5,0.5]
["7300000000-E","UNPAVED TRENCH (*****)","(1, 2\")","",6352,25725.599999999999,4.05]
["","","(2, 2\")","",860,3870,4.5]
["","","(3, 2\")","",250,1250,5]
["7300100000-E","UNPAVED TRENCH TEMP LEADIN","","",850,4250,5]
["7301000000-E","DIRECT DRILL (***********)","(1, 2\")","",1924,30784,16]
["7324000000-N","JUNCTION BOX (STD SIZE)","","",27,6750,250]
["7348000000-N","JUNCTION BOX (OVER-SIZED, HVY-DUTY)","","",11,4950,450]
["7360000000-N","WOOD POLE","","",7,6300,900]
["7372000000-N","GUY ASSEM","","",14,3850,275]
["7408000000-E","1\" RISER W/ WEATHRHD","","",2,700,350]
["7420000000-E","2\" RISER W/ WEATHRHD","","",6,1980,330]
["7444000000-E","INDUCT LOOP SAWCUT","","",2800,16100,5.75]
["7456000000-E","LEAD-IN CABLE(********)","(14-2)","",13070,15684,1.2]
["7481000000-N","SITE SURVEY","","",1,1500,1500]
["7481200000-N","LUM ARM FOR VIDEO SYS","","",4,3000,750]
["7481240000-N","CAMERA W/O INT LOOP EMUL PROCESS","","",4,8768,2192]
["7481260000-N","EXT LOOP EMULATOR PROCESS UNIT","","",1,5300,5300]
["7481280000-N","RELOC CAMERA SENSOR UNIT","","",4,740,185]
["7516000000-E","COMMUNICATIONS CABLE (** FIBER)","(12)","",4743,8300.25,1.75]
["7528000000-E","DROP CABLE","","",3,30,10]
["7540000000-N","SPLICE ENCLOSURE","","",4,4600,1150]
["7541000000-N","MOD SPLCE ENCLOSURE","","",1,2500,2500]
["7552000000-N","INTERCONNECT CENTER","","",3,3150,1050]
["7564100000-N","FIBER-OPTIC TRANS SELF HEAL","","",3,1755,585]
["7566000000-N","DELINEATOR MARKER","","",9,675,75]
["7575142060-N","MOD RADIO INSTALL","","",2,3000,1500]
["7576000000-N","MTL STRN SIGNAL POLE","","",7,54600,7800]
["7613000000-N","SOIL TEST","","",7,5495,785]
["7614100000-E","DRILLED PIER FOUND","","",64,54400,850]
["7636000000-N","SIGN FOR SIGNALS","","",8,2160,270]
["7642200000-N","II PED W/ FOUND","","",7,3325,475]
["7642300000-N","III PED W/ FOUND","","",4,2700,675]
["7684000000-N","SIGNAL CAB FOUND","","",3,2700,900]
["7756000000-N","CONTLR W/ CBNT, 2070L BASE MTD","","",3,37500,12500]
["7768000000-N","CONTLR W/ CBNT, 2070L POLE MTD","","",1,11500,11500]
["7780000000-N","DETECTOR CARD(2070L)","","",26,3120,120]
["7901000000-N","CAB BASE EXTENDER","","",3,3600,1200]
["7960000000-N","METAL POLE FOUND REMVL","","",7,5320,760]
["7972000000-N","METAL POLE REML","","",7,3570,510]
["7980000000-N","GENERIC SIGNAL ITEM (EA)","RELOC EMERGENCY VEHICLE","PHASE SELECTOR",1,3500,3500]
["","","RELOC EMERGENCY VEHICLE DETECTOR","",2,7000,3500]
["7990000000-E","GENERIC SIGNAL ITEM (LF)","EMERGENCY VEHICLE DETECTOR CABLE","",750,3750,5]
["8021000000-N","REMV EXT STR **********","(16+43.00-L-)","",1,50000,50000]
["8091000000-N","FND EXCAV B** STA ***","(2, 32+25.84 -YEB01-)","",1,12300,12300]
["8112730000-N","PDA TESTING","","",4,18600,4650]
["8121000000-N","UNSTR EXCAV STA *****","(16+43.00-L-)","",1,30000,30000]
["8126000000-N","CULV EXCAV @ ********","(26+94.23 -Y09A-)","",1,36500,36500]
["","","(78+05.84 -L-)","",1,43300,43300]
["8133000000-E","FND CONDIT MAT, BOX CULV","","",119.6,5980,50]
["8147000000-E","REINF CONC DECK SLAB","","",19091,572730,30]
["8161000000-E","GROOVING BRG FLOORS","","",235864,92882.26,0.39379583099999999]
["8175000000-E","AA CONC (BRG)","","",44.5,77875,1750]
["8182000000-E","A CONC (BRG)","","",461.8,284007,615]
["8196000000-E","A CONC (CULV)","","",180,233100,1295]
["8210000000-N","BRG APPR SLAB *******","(16+43.00-L-)","",1,34000,34000]
["","","(32+25.84 -YEB01-)","",1,33200,33200]
["8217000000-E","REINF STL (BRG)","","",82025,77923.75,0.95]
["8224000000-E","EPOXY COAT REINF STL BRDG","","",7656,11484,1.5]
["8245000000-E","REINF STL (CULVERT)","","",41114,49336.800000000003,1.2]
["8280000000-E","STRURAL STL","","",887980,1750000,1.9707651070000001]
["8296000000-N","POLLUTION CONTROL","","",1,250000,250000]
["8328000000-E","PILE DRV EQUIP SETUP * PRESTR CONC PILES","(12\")","",28,47600,1700]
["8328200000-E","PILE DRV EQUIP SETUP ** STL PILES","(HP 12 X 53)","",21,15645,745]
["8328400000-E","PILE DRV EQUIP SETUP ** GALV STL PILES","(PP 18 X 0.50)","",42,18900,450]
["8329000000-E","12\" PRESTR CONC PILES","","",840,46200,55]
["8364000000-E","HP12X53 PILES","","",2250,80437.5,35.75]
["8387000000-E","PP18X0.50 GALV STL PILE","","",3310,331000,100]
["8393000000-N","PILE REDRIVES","","",56,4568,81.571428570999998]
["8503000000-E","CONC BARR RAIL","","",962.32,75060.960000000006,78]
["8505000000-E","VERT CONC BARR RAIL","","",220.5,25357.5,115]
["8531000000-E","4\" SLOPE PROTECTION","","",80,11880,148.5]
["8559000000-E","SURFACE PREP, II","","",17.600000000000001,5104,290]
["8608000000-E","RIP RAP II (2'-0\")","","",1163,105409,90.635425623000003]
["8622000000-E","GEOTEXTILE FOR DRNG","","",1295,4038.75,3.1187258689999999]
["8654000000-N","DISC BEARINGS","","",1,53500,53500]
["8657000000-N","ELASTOMERIC BEARING","","",1,5000,5000]
["8664000000-E","SHOTCRETE REPAIRS","","",951.3,442354.5,465]
["8678000000-E","EPOXY RESIN INJECTION","","",1015,64960,64]
["8706000000-N","EXPAN JOINT SEALS","","",1,66600,66600]
["8762000000-E","3'-0\"X1'-9\"PRESTR SLAB","","",1320,231000,175]
["8801000000-E","MSE RETAIN WALL NO **","(1)","",17700,1398300,79]
["","","(2)","",9200,726800,79]
["8860000000-N","GENERIC STR ITEM (LS)","ASBESTOS ASSESSMT","",1,1000,1000]
["","","MOOREHEAD CITY LIGHTING SYS","",1,27500,27500]
["","","PAINT CONTMT","",1,425000,425000]
["","","REML OF EXT FENDER","SYS",1,500000,500000]
["8867000000-E","GENERIC STR ITEM (LF)","10\" X 10\" COMPOSITE LUMBER","",4032,717696,178]
["","","14\" COMPOSITE PILES","",10440,1409400,135]
["","","2\" X 12\"PLASTIC LUMBER","",1045.3,11498.3,11]
["","","2\" X 6\" PLASTIC LUMBER","",1792,8960,5]
["","","4\" X 6\" PLASTIC LUMBER","",336,3696,11]
["","","6\" X 10\"PLASTIC LUMBER","",448,12096,27]
["","","BRG JOINT REML","",280.3,3223.45,11.5]
["","","CPJACKET (MONITORING)","",26,42380,1630]
["","","CPJACKET (NON MONITORING)","",965,1196600,1240]
["","","PILE ENCAPSULATION","",480,316800,660]
["","","SILICONE JOINT SEALANT","",280.3,7848.4,28]
["","","TWO BAR METAL RAIL","",9190.6,762819.8,83]
["","","WIRE ROPE FOR FENDER SYS","",3680,32752,8.9]
["8881000000-E","GENERIC STR ITEM (CY)","PPC MATLS","",714.2,2366144.6,3313]
["8882000000-E","GENERIC STR ITEM (CF)","PRESTRESSED CONC GIRDER","REPAIR",1100.5,682310,620]
["8889000000-E","GENERIC STR ITEM (LB)","HARDWARE","",24302,243020,10]
["8892000000-E","GENERIC STR ITEM (SF)","EPOXY COATING","",18428.599999999999,164014.54,8.9]
["","","FRP STRENGTHNING SYS","",560,34720,62]
["","","TSA, FULL LGTH (MONITORING)","",773.8,26309.200000000001,34]
["","","TSA, FULL LGTH (NON","MONITORING)",45717.8,1142945,25]
["","","TSA, PARTIAL LGTH","(MONITORING)",602.70000000000005,30737.7,51]
["","","TSA, PARTIAL LGTH(NON","MONITORING)",32398.7,1004359.7,31]
["8893000000-E","GENERIC STR ITEM (SY)","PLACE & FINISH PPC","OVERLAY",25722,212206.5,8.25]
["","","SCARIFYING BRG DECK","",25722,208348.2,8.1]
["","","SHOTBLAST BRG DECK","",25722,50157.9,1.95]
["8897000000-N","GENERIC STR ITEM (EA)","ALTERNATE OUTRIGGER MOUNTING","",15,43320,2888]
["","","BRG JACKING","",3,18150,6050]
["","","BRG JACKING FOR SPAN","RE-POSITIONING",2,127200,63600]
["","","BRG LIGHT STDS","",15,56520,3768]
["","","BULK ANODE","",156,105300,675]
["","","CLEAN & PAINT OF","EXT BEARINGS W/ HRCSA",590,330400,560]
["","","MAINLAND LIGHT STDS","",6,16500,2750]
["","","REM LIGHT STD FROM","FOUND",5,3025,605]
["","","REM LIGHT STD","FOUND",6,7098,1183]
["","","","FROM OUTRIGGER",15,25005,1667]
["","","REPALCEM OF BRG","BEARINGS, (P2)",10,6500,650]
["","","REPLM OF BRG","BEARINGS, (P3)",10,7900,790]
["","","","BEARINGS. (P1)",8,4640,580]
["","","RESET BEARINGS","",3,2535,845]
["","","ROADWAY LIGHT STD","LUM-220W LED",21,28875,1375]
["","","SPAN RE-POSITIONING","",2,39000,19500]
["","","SPLIC OF PRESTRESSING","STRAND",40,16200,405]
["","","STD FOUND, R1","",4,4468,1117]
["","","STD FOUND, R2","",2,2564,1282]

{"sheet":"ITEMS - DIV 3","index":5,"n_rows":215,"n_cols":8,"rows_kept":215,"cut":false,"hidden":false,"merged":[[0,0,0,6]]}
["2017 JAN - JUN BID AVERAGES  -  DIVISION 3",null,null,null,null,null,null,1]
["Item #","Item Description ","Item Supplemental Description","Item Supplemental Description 2","Item Quantity","Extended Amt","Average Unit Bid"]
["0000100000-N","MOBILI","","",2,725000,362500]
["0000400000-N","CONST SURVEYING","","",1,75000,75000]
["0001000000-E","CLEAR & GRUB","","",1,15000,15000]
["0008000000-E","SUPP CLEAR & GRUB","","",1,10000,10000]
["0022000000-E","UNCL EXCAV","","",14300,107250,7.5]
["0036000000-E","UNDERCUT EXCAV","","",4490,98780,22]
["0106000000-E","BORROW EXCAV","","",8276,238280,28.791686805000001]
["0134000000-E","DRNG DITCH EXCAV","","",158,3950,25]
["0156000000-E","REML OF EXT ASPH PVT","","",400,1200,3]
["0195000000-E","SEL GRANULAR MATL","","",4750,118750,25]
["0196000000-E","GEOTEXTILE SOIL STAB","","",18850,18850,1]
["0255000000-E","GENERIC GRADING ITEM (TON)","AGG SHDR BORROW","",1128,33840,30]
["0318000000-E","FND CONDIT MATL MINOR STRS","","",620,31000,50]
["0320000000-E","FND CONDIT GEOTEXTLE","","",1940,2910,1.5]
["0335200000-E","15\" DRNG PIPE","","",620,26040,42]
["0335300000-E","18\" DRNG PIPE","","",196,10584,54]
["0343000000-E","15\" SIDE DRAIN PIPE","","",1128,45120,40]
["0344000000-E","18\" SIDE DRAIN PIPE","","",312,15288,49]
["0345000000-E","24\" SIDE DRAIN PIPE","","",92,5152,56]
["0448200000-E","15\" RCP CULV IV","","",2444,107536,44]
["0448300000-E","18\" RCP CULV IV","","",1084,58536,54]
["0448400000-E","24\" RCP CULV IV","","",836,61864,74]
["0448500000-E","30\" RCP CULV IV","","",360,34920,97]
["0453000000-E","**\" PIPE END SECTION","(15\")","",35,28000,800]
["","","(18\")","",12,9780,815]
["","","(24\")","",3,3600,1200]
["0962000000-E","**X**\"CAA SP ARCH ****\"","(42\" X 29\", 0.138\")","",184,59800,325]
["","","(66\" X 51\", 0.138\")","",80,32000,400]
["0995000000-E","PIPE REML","","",2976,14880,5]
["1011000000-N","FINE GRADING","","",1,90000,90000]
["1099500000-E","SHALLOW UNDERCUT","","",4000,68000,17]
["1099700000-E","IV SUBGRD STABILI","","",7600,247000,32.5]
["1220000000-E","INCIDENTL STONE BASE","","",3704,232620,62.802375810000001]
["1245000000-E","SHDR RECONST","","",101.58,294582,2900]
["1297000000-E","MILL ASP PVMT ****\" DTH","(1-1/2\")","",113352,204033.6,1.8]
["","","(2\")","",422210,844420,2]
["1330000000-E","INCIDENTAL MILLING","","",6799,67990,10]
["1489000000-E","ASP CONC BASE CRS B25.0B","","",13667,915060,66.953976732000001]
["1498000000-E","ASP CONC INTR CRS I19.0B","","",4350,358875,82.5]
["1519000000-E","ASP CONC SURF CRS S9.5B","","",51107,2811811,55.018118848999997]
["1520000000-E","ASP CONC SURF CRS S9.5B LEVEL","","",147,12495,85]
["1523000000-E","ASP CONC SURF CRS S9.5C","","",48196,2132673,44.25]
["1524000000-E","ASP CONC SURF CRS S9.5C LEVEL","","",30,3000,100]
["1525000000-E","ASP CONC SURF CRS SF9.5A","","",696,57768,83]
["1575000000-E","ASP FOR PLANT MIX","","",6842,2319990,339.08067816400001]
["1693000000-E","ASPH PLT MIX PVT REP","","",480,84000,175]
["1880000000-E","GENERIC PAV ITEM(TON)","PATCHING EXT PVT","(FULL DEPTH)",903.2,149028,165]
["","","","(MILL)",2070,320850,155]
["2022000000-E","SUBDRAIN EXCAV","","",2560.3000000000002,64007.5,25]
["2026000000-E","GEOTEXTILE FOR SUBSURF DRNS","","",11430,91440,8]
["2036000000-E","SUBDRAIN CRSE AGG","","",1920.2,105611,55]
["2044000000-E","6\" PERF SUBDRN PIPE","","",11430,125730,11]
["2070000000-N","SUBDRN PIPE OUTLET","","",23,8050,350]
["2077000000-E","6\" OUTLET PIPE","","",138,4830,35]
["2209000000-E","ENDWALLS","","",13.146000000000001,15775.2,1200]
["2275000000-E","FLOWABLE FILL","","",10,3500,350]
["2286000000-N","MASNRY DRNG STR","","",64,80000,1250]
["2308000000-E","MASNRY DRNG STR","","",6.6,2640,400]
["2364000000-N","FRM W/2GRT 840.16 STD","","",15,5250,350]
["2366000000-N","FRM W/2GRT 840.24 STD","","",7,2625,375]
["2367000000-N","FRM W/2GRT 840.29 STD","","",1,375,375]
["2374000000-N","FRM-GRT-HD 840.03 **","(E)","",3,1200,400]
["","","(F)","",19,8075,425]
["","","(G)","",17,7225,425]
["2396000000-N","FRM W/COVER STD 840.54","","",2,450,225]
["2549000000-E","2'-6\" CONC CURB & GTR","","",6000,114000,19]
["2580000000-E","CONC VALLEY GTR","","",120,2940,24.5]
["2591000000-E","4\" CONC SIDEWALK","","",20,4000,200]
["2605000000-N","CONC CURB RAMP","","",2,5200,2600]
["2612000000-E","6\" CONC DRIVEWAY","","",446,53520,120]
["2655000000-E","5\" MONO CONC ISLDS (KEY IN)","","",77,5159,67]
["2738000000-E","GENERIC PAV ITEM (SY)","REM & REPL CONC","4\" SIDEWALK",20,4000,200]
["2752000000-E","GENERIC PAV ITEM (LF)","REM & REPL 2' CONC","VALLEY CURB",451,19844,44]
["","","REM & REPL 2'-6\" CURB &","GTR",754,45994,61]
["","","REM EXT 3' CONC","GTR",280,6020,21.5]
["2759000000-N","GENERIC PAV ITEM (EA)","REM & REPL CURB RAMP","",7,18200,2600]
["","","REM CONC CURB RAMP","",84,63000,750]
["2815000000-N","ADJ DROP INLETS","","",9,6750,750]
["2830000000-N","ADJ MHS","","",22,18480,840]
["2845000000-N","ADJ METR OR VAL BOX","","",23,19320,840]
["3030000000-E","STL BM GRDRL","","",975,16575,17]
["3045000000-E","SBGR SHOP CURVED","","",187.5,3468.75,18.5]
["3150000000-N","ADDIT GRDRL POSTS","","",9,525,58.333333332999999]
["3195000000-N","GR ANCH AT-1","","",4,2200,550]
["3210000000-N","GR ANCH CAT-1","","",18,9900,550]
["3270000000-N","GR ANCH 350","","",11,22900,2081.8181818180001]
["3285000000-N","GR ANCH M-350","","",1,1900,1900]
["3360000000-E","REM EXT GRDRL","","",290,580,2]
["3420000000-E","GENERIC GRDRL ITM(LF)","REM & REPL EXT","GRDRL",1950,39000,20]
["","","REM & RESET EXT","GRDRL",50,650,13]
["3628000000-E","RIP RAP, I","","",185,13875,75]
["3649000000-E","RIP RAP, B","","",50,3750,75]
["3656000000-E","GEOTEXTILE FOR DRNGE","","",852,1278,1.5]
["4072000000-E","SUPP, 3-LB STL U-CHAN","","",955,4870.5,5.0999999999999996]
["4096000000-N","SIGN ERECTION, D","","",4,440,110]
["4102000000-N","SIGN ERECTION, E","","",55,4125,75]
["4108000000-N","SIGN ERECTION, F","","",5,425,85]
["4116100000-N","SIGN ERECT, RELOC ** GRD MTD","(D)","",6,1500,250]
["4155000000-N","DISP SIGN SYST U-CHAN","","",34,170,5]
["4192000000-N","DISP SUPP, U-CHAN","","",5,25,5]
["4400000000-E","WORK ZONE SIGNS (STAT)","","",1246,8161.3,6.55]
["4405000000-E","WORK ZONE SIGNS (PORT)","","",1040,9204,8.85]
["4410000000-E","WORK ZONE SIGNS (BARR)","","",231,1582.35,6.85]
["4413000000-E","WORK ZONE ADV/GEN WARN SIGN","","",6704,44581.599999999999,6.65]
["4420000000-N","PORT CHNGE MSG SIGN","","",4,50000,12500]
["4422000000-N","PORT CHANGE MSG SIGN (SHORT TERM)","","",3,555,185]
["4430000000-N","DRUMS","","",368,20240,55]
["4435000000-N","CONES","","",133,2793,21]
["4445000000-E","BARRICADES (III)","","",208,5720,27.5]
["4455000000-N","FLAGGER","","",765,229500,300]
["4457000000-N","TEMP TRAF CONTRL(SP)","","",1,350000,350000]
["4510000000-N","LAW ENFORCEM","","",400,29000,72.5]
["4516000000-N","SKINNY DRUM","","",250,8750,35]
["4650000000-N","TEMP RAISE PVT MRKS","","",558,3348,6]
["4685000000-E","THERMO PVT MKG LINES 4\"90","","",578197,272067.33,0.47054434699999997]
["4686000000-E","THERMO PVT MKG LINES 4\"120","","",425269,253855.61,0.596929496]
["4695000000-E","THERMO PVT MKG LINES 8\"90 MILS","","",6698,8372.5,1.25]
["4700000000-E","12\"WIDE THERM 90MILS","","",946,2742.5,2.8990486259999999]
["4705000000-E","THERM LINES 16\" 120MIL","","",100,800,8]
["4710000000-E","24\"WIDE THERM 120MILS","","",1934,19340,10]
["4721000000-E","THERMO PVT MKG CHAR 120","","",22,1800,81.818181817999999]
["4725000000-E","THERM PVT SYM 90MILS","","",501,47890,95.588822355000005]
["4770000000-E","4\" COLD APPL PLSTIC LINES **","(II)","",706,1059,1.5]
["4810000000-E","PAINT PVMT MKG 4\"","","",441848,86131.12,0.19493382300000001]
["4820000000-E","PAINT PVMT MKG 8\"","","",5098,2549,0.5]
["4825000000-E","PAINT PVMT MKG 12\"","","",1250,1250,1]
["4835000000-E","PAINT PVT MKG LINE24\"","","",2195,6585,3]
["4840000000-N","PAINT PVT MKG CHAR","","",36,1200,33.333333332999999]
["4845000000-N","PAINT PVT MKG SYM","","",565,13940,24.672566371999999]
["4850000000-E","LINE REML 4\" WIDE","","",43019,4301.8999999999996,0.1]
["4875000000-N","REML OF SYMB & CHAR","","",2,100,50]
["4900000000-N","PERM RAISED PVMT MKR","","",3340,14219.5,4.257335329]
["4905000000-N","SNOWPLB PVMT MRKER","","",3013,77380,25.682044474000001]
["5255000000-N","PORTABLE LIGHTING","","",1,75000,75000]
["5326200000-E","12\" WATER LINE","","",178,30260,170]
["5329000000-E","DI H2O PIPE FITTINGS","","",3015,7537.5,2.5]
["5558000000-E","12\" VALVE","","",2,16600,8300]
["5649000000-N","RECONNECT H2O METER","","",8,16800,2100]
["5672000000-N","RELOC FIRE HYDRANT","","",2,19000,9500]
["5709200000-E","4\" FORCE MAIN SEWER","","",317,27262,86]
["5769000000-E","DI SEWER PIPE FITTINGS","","",200,4800,24]
["5804000000-E","ABAN 12\" UTIL PIPE","","",153,9486,62]
["5835000000-E","**\" ENCASEMENT PIPE","(8\")","",42,12600,300]
["5871500000-E","8\" TRENCHLESS INSTALL (IN SOIL)","","",21,7665,365]
["5871510000-E","8\" TRENCHLESS INSTALL (NOT IN SOIL)","","",21,7665,365]
["6000000000-E","TEMP SILT FENCE","","",9698,27665.5,2.852701588]
["6006000000-E","EROS CONTRL STONE A","","",195,12675,65]
["6009000000-E","EROS CONTRL STONE B","","",1449.54,115269.12,79.521172234000005]
["6012000000-E","SEDIMENT CONTROL STONE","","",1549.54,105517.8,68.096209197999997]
["6015000000-E","TEMP MULCHING","","",52.46,42460.800000000003,809.39382386600005]
["6018000000-E","SEED FOR TEMP SEED","","",3627.75,14283.25,3.9372200400000001]
["6021000000-E","FERT FOR TEMP SEED","","",19.07,14111.1,739.963293131]
["6024000000-E","TEMP SLOPE DRAINS","","",200,4000,20]
["6029000000-E","SAFETY FENCE","","",2040,5100,2.5]
["6030000000-E","SILT EXCAV","","",1320,14520,11]
["6036000000-E","MAT FOR EROS CONTRL","","",15710,35610,2.2667091020000001]
["6037000000-E","COIR FIBER MAT","","",355,1242.5,3.5]
["6038000000-E","PERM SOIL REINF MAT","","",1103,5515,5]
["6042000000-E","1/4\" HARDWARE CLOTH","","",3799,15196,4]
["6043000000-E","LOW PERMEABILITY GEOTEXTILE","","",50,250,5]
["6045000000-E","**\" TEMP PIPE","(24\")","",120,3000,25]
["6070000000-N","SPECIAL STILL BASINS","","",2,600,300]
["6071010000-E","WATTLE","","",690,8280,12]
["6071012000-E","COIR FIBER WATTLE","","",1980,23760,12]
["6071014000-E","COIR FIBER WATTLE BARR","","",160,3840,24]
["6071020000-E","POLYACRYLAMIDE (PAM)","","",450,2250,5]
["6071030000-E","COIR FIBER BAFFLE","","",295,1770,6]
["6071050000-E","**\" SKIMMER","(2\")","",1,900,900]
["6084000000-E","SEED & MULCHING","","",51.96,113124,2177.1362586609998]
["6087000000-E","MOWING","","",15,1875,125]
["6090000000-E","SEED FOR REPAIR SEED","","",2176.75,28121,12.918800965000001]
["6093000000-E","FERT FOR REPAIR SEED","","",10.33,6310.5,610.89060987400001]
["6096000000-E","SEED FOR SUPP SEED","","",575,5750,10]
["6102000000-E","SODDING","","",260,1300,5]
["6105000000-E","WATER","","",1000,50000,50]
["6108000000-E","FERTILIZER TOPDRESS","","",17,12750,750]
["6111000000-E","IMPERVIOUS DIKE","","",60,1500,25]
["6114500000-N","SPECIALIZD HAND MOWI","","",10,250,25]
["6117000000-N","RESPONSE FOR EROS CONTROL","","",34,12250,360.29411764700001]
["6144000000-E","GENERIC EROSION CONTROL ITEM (LB)","BONDED FIBER MATRIX","",700,5600,8]
["7060000000-E","SIGNAL CABLE","","",1700,5950,3.5]
["7120000000-E","VEHICLE SIGNAL HD (12\", 3 SECT)","","",9,6750,750]
["7132000000-E","VEHICLE SIGNAL HD (12\", 4 SECT)","","",6,5700,950]
["7264000000-E","MESSENGER CABLE (3/8\")","","",160,800,5]
["7279000000-E","TRACER WIRE","","",380,361,0.95]
["7300000000-E","UNPAVED TRENCH (*****)","(1, 2\")","",725,4712.5,6.5]
["","","(2, 2\")","",39,263.25,6.75]
["7300100000-E","UNPAVED TRENCH TEMP LEADIN","","",430,645,1.5]
["7301000000-E","DIRECT DRILL (***********)","(1, 2\")","",710,12930,18.211267606]
["","","(2, 2\")","",250,4750,19]
["7324000000-N","JUNCTION BOX (STD SIZE)","","",18,3150,175]
["7348000000-N","JUNCTION BOX (OVER-SIZED, HVY-DUTY)","","",1,500,500]
["7360000000-N","WOOD POLE","","",1,750,750]
["7372000000-N","GUY ASSEM","","",4,1300,325]
["7420000000-E","2\" RISER W/ WEATHRHD","","",2,715,357.5]
["7444000000-E","INDUCT LOOP SAWCUT","","",6170,32392.5,5.25]
["7456000000-E","LEAD-IN CABLE(********)","(14-2)","",7230,11346,1.5692946059999999]
["7516000000-E","COMMUNICATIONS CABLE (** FIBER)","(12)","",500,1125,2.25]
["7540000000-N","SPLICE ENCLOSURE","","",1,1750,1750]
["7552000000-N","INTERCONNECT CENTER","","",1,1750,1750]
["7566000000-N","DELINEATOR MARKER","","",1,125,125]
["7588000000-N","SGNL MAST ARM W/ METAL POLE","","",4,46000,11500]
["7613000000-N","SOIL TEST","","",4,3800,950]
["7614100000-E","DRILLED PIER FOUND","","",28,23800,850]
["7631000000-N","MAST ARM W/ MTL POLE DES","","",4,1200,300]
["7980000000-N","GENERIC SIGNL ITM(EA)","CCTV CAMERA ASSEM","",1,5950,5950]
["","","FIELD ETHERNET SWITCH","",1,2200,2200]
["7990000000-E","GENERIC SIGNL ITEM(LF)","BACK PULL FIBER OPTIC CABLE","",380,380,1]
["","","ETHERNET CABLE","",50,50,1]
["8126000000-N","CULV EXCAV @ ********","(87+41.00-L-)","",1,44000,44000]
["8133000000-E","FND CONDIT MAT, BOX CULV","","",55,2750,50]
["8196000000-E","A CONC (CULV)","","",61.7,64785,1050]
["8245000000-E","REINF STL (CULVERT)","","",6613,6613,1]

{"sheet":"ITEMS - DIV 4","index":6,"n_rows":477,"n_cols":8,"rows_kept":477,"cut":false,"hidden":false,"merged":[[0,0,0,6]]}
["2017 JAN - JUN BID AVERAGES  -  DIVISION 4",null,null,null,null,null,null,1]
["Item #","Item Description ","Item Supplemental Description","Item Supplemental Description 2","Item Quantity","Extended Amt","Average Unit Bid"]
["0000100000-N","MOBILI","","",8,3345671.51,418208.93874999997]
["0000400000-N","CONST SURVEYING","","",4,657500,164375]
["0000900000-N","GENERIC MISC ITEM (LS)","DESIGN & CONST OF BRG","",1,246100,246100]
["0000915000-N","GENERIC MISC ITEM (EA)","END BENT STR 950156","",2,44000,22000]
["","","INTERIOR BENT CAP","STR 950156",1,16000,16000]
["0000930000-E","GENERIC MISC ITEM (LF)","AVE FOUND LGTH @ END","BENT 1 STR 950156",50,14250,285]
["","","","BENT 2 STR 950156",55,15675,285]
["","","AVE FOUND LGTH AT INTE-","RIOR BENT 1 STR 950156",60,27000,450]
["","","BRG LGTH STR 950156","",120,252000,2100]
["0001000000-E","CLEAR & GRUB","","",18,4302882,242415.88732394401]
["0008000000-E","SUPP CLEAR & GRUB","","",4,26000,6500]
["0015000000-N","SEAL ABANED WELLS","","",4,10000,2500]
["0022000000-E","UNCL EXCAV","","",82300,856740,10.409963548]
["0030000000-N","BRG APP SUB REG TIER*","(16+82 -L-)","",1,8600,8600]
["","","(18+22 -Y1- LT)","",1,17350,17350]
["","","(18+22 -Y1- RT)","",1,20000,20000]
["","","(27+41.30 -Y8-)","",1,20000,20000]
["","","(39+11.12 -L- LT)","",1,20000,20000]
["","","(39+11.12 -L- RT)","",1,20000,20000]
["","","(61+03 -L-)","",1,43000,43000]
["0036000000-E","UNDERCUT EXCAV","","",11350,132000,11.629955946999999]
["0043000000-N","GRADING","","",1,30000,30000]
["0050000000-E","SUPP CLEAR & GRUB","","",1,1,1]
["0057000000-E","UNDERCUT EXCAV","","",200,2400,12]
["0106000000-E","BORROW EXCAV","","",1012200,4617800,4.5621418690000004]
["0127000000-N","EMBM'T SETTLEMENT GAUGE","","",28,49700,1775]
["0134000000-E","DRNG DITCH EXCAV","","",13076,90360,6.9103701439999998]
["0156000000-E","REML OF EXT ASPH PVT","","",17330,83039.5,4.7916618580000003]
["0177000000-E","BRK OF EXT ASPH PVT","","",26900,57835,2.15]
["0192000000-N","PROOF ROLLING","","",37,6950,187.83783783800001]
["0195000000-E","SEL GRANULAR MATL","","",6810,62240,9.1395007340000003]
["0196000000-E","GEOTEXTILE SOIL STAB","","",84470,212410,2.5146205749999999]
["0199000000-E","TEMP SHORING","","",497.2,31075,62.5]
["0223000000-E","ROCK PLATING","","",250,10000,40]
["0255000000-E","GENERIC GRADING ITEM (TON)","STOCKPILING PETROLEUM CONTAM-","INATED SOIL",50,5000,100]
["0318000000-E","FND CONDIT MATL MINOR STRS","","",4000,135740,33.935000000000002]
["0320000000-E","FND CONDIT GEOTEXTLE","","",12455,42740,3.4315535929999998]
["0335100000-E","12\" DRNG PIPE","","",152,6080,40]
["0335200000-E","15\" DRNG PIPE","","",88,3180,36.136363635999999]
["0342000000-E","**\" SIDE DRAIN PIPE","(30\")","",1500,105140,70.093333333000004]
["","","(36\")","",348,27840,80]
["","","(42\")","",396,53460,135]
["0343000000-E","15\" SIDE DRAIN PIPE","","",2760,97896,35.469565217000003]
["0344000000-E","18\" SIDE DRAIN PIPE","","",2508,102390,40.825358852000001]
["0345000000-E","24\" SIDE DRAIN PIPE","","",3364,189968,56.470868013999997]
["0348000000-E","**\" SIDE DRAIN PIPE ELB","(15\")","",16,3600,225]
["0354000000-E","***\" RC PIPE CULV *****","(15\", V)","",292,14819,50.75]
["","","(48\", V)","",384,76800,200]
["0360000000-E","12\" RC PIPE CULV III","","",24,960,40]
["0366000000-E","15\" RC PIPE CULV III","","",264,10480,39.696969697]
["0372000000-E","18\" RC PIPE CULV III","","",236,12036,51]
["0378000000-E","24\" RC PIPE CULV III","","",904,50720,56.106194690000002]
["0384000000-E","30\" RC PIPE CULV III","","",300,21675,72.25]
["0396000000-E","42\" RC PIPE CULV III","","",28,3920,140]
["0408000000-E","54\" RC PIPE CULV III","","",108,23382,216.5]
["0448000000-E","***\" RCP CULV IV","(48\")","",360,90000,250]
["","","(66\")","",24,10800,450]
["","","(72\")","",308,180180,585]
["0448200000-E","15\" RCP CULV IV","","",10776,414334,38.449703044000003]
["0448300000-E","18\" RCP CULV IV","","",3412,162234,47.548065651000002]
["0448400000-E","24\" RCP CULV IV","","",4608,292664,63.512152778000001]
["0448500000-E","30\" RCP CULV IV","","",1248,144236,115.573717949]
["0448600000-E","36\" RCP CULV IV","","",1004,137260,136.71314741]
["0448700000-E","42\" RCP CULV IV","","",524,99560,190]
["0582000000-E","15\" CS PIPE CULV 0.064\"","","",1076,36584,34]
["0588000000-E","18\" CS PIPE CULV 0.064\"","","",36,1404,39]
["0594000000-E","24\" CS PIPE CULV 0.064\"","","",44,1953.6,44.4]
["0636000000-E","**\" CS ELB *****\" THICK","(15\", 0.064\")","",28,9380,335]
["","","(18\", 0.064\")","",2,730,365]
["","","(24\", 0.064\")","",2,950,475]
["0973100000-E","**\"WLD STL PIPE GRAD B IN SOIL","(66\", 0.5\")","",100,129000,1290]
["0973300000-E","**\"WLD STL PIPE GRAD B NOT IN SOIL","(66\", 0.5\")","",100,227500,2275]
["0995000000-E","PIPE REML","","",10418,147633,14.170954117999999]
["0996000000-N","PIPE CLEAN-OUT","","",1,2500,2500]
["1000000000-E","6\" SLOPE PROTECTION","","",690,66900,96.956521738999996]
["1011000000-N","FINE GRADING","","",3,3280284.54,1093428.18]
["1099500000-E","SHALLOW UNDERCUT","","",22750,217500,9.5604395600000007]
["1099700000-E","IV SUBGRD STABILI","","",48085,911797.5,18.962202349999998]
["1111000000-E","IV AGG STABILI","","",1500,43000,28.666666667000001]
["1115000000-E","GEOTXT FOR PVT STAB","","",3500,19250,5.5]
["1121000000-E","AGG BASE CRS","","",1900,41800,22]
["1220000000-E","INCIDENTL STONE BASE","","",5700,138300,24.263157894999999]
["1275000000-E","PRIME COAT","","",1438,8628,6]
["1297000000-E","MILL ASP PVMT ****\" DTH","(1-1/2\")","",284770,432921.5,1.5202496750000001]
["","","(1-1/4\")","",524,6628.6,12.65]
["","","(2\")","",553510,702374.1,1.2689456379999999]
["","","(3\")","",11300,29380,2.6]
["1308000000-E","MILL ASPH PVT *** - *****","(0\" TO 4\")","",1000,6950,6.95]
["1330000000-E","INCIDENTAL MILLING","","",24042,196231.86,8.1620439230000006]
["1489000000-E","ASP CONC BASE CRS B25.0B","","",53967,2344316.1,43.43980766]
["1491000000-E","ASP CONC BASE CRS B25.0C","","",17100,915705,53.55]
["1498000000-E","ASP CONC INTR CRS I19.0B","","",28400,1062390,37.408098592000002]
["1503000000-E","ASP CONC INTR CRS I19.0C","","",12770,667871,52.3]
["1508000000-E","ASP CONC INTR CRS I19.0D","","",912,41952,46]
["1519000000-E","ASP CONC SURF CRS S9.5B","","",82660,3359606.1,40.643674087000001]
["1523000000-E","ASP CONC SURF CRS S9.5C","","",37344,1912740.35,51.219482380000002]
["1524200000-E","ASP CONC SURF CRS S9.5D","","",32050,1003165,31.3]
["1525000000-E","ASP CONC SURF CRS SF9.5A","","",40406,1779964.8,44.051992278]
["1526000000-E","ASP CONC SURF CRS S4.75A","","",142,9514,67]
["1575000000-E","ASP FOR PLANT MIX","","",15040,5056958.75,336.23395944100002]
["1577000000-E","POLYM MOD ASP BNDR FOR PLT MIX","","",1827,1023120,560]
["1693000000-E","ASPH PLT MIX PVT REP","","",1830,335250,183.196721311]
["1840000000-E","MILL RUMBLE STRIPS","","",46680,6535.2,0.14000000000000001]
["2000000000-N","RIGHT OF WAY MKR","","",127,56775,447.04724409400001]
["2022000000-E","SUBDRAIN EXCAV","","",4088,68600,16.780821918000001]
["2026000000-E","GEOTEXTILE FOR SUBSURF DRNS","","",13500,84750,6.2777777779999999]
["2036000000-E","SUBDRN COARSE AGG","","",2268,116340,51.296296296000001]
["2044000000-E","6\" PERF SUBDRN PIPE","","",13500,176000,13.037037036999999]
["2070000000-N","SUBDRN PIPE OUTLET","","",27,13450,498.14814814800002]
["2077000000-E","6\" OUTLET PIPE","","",162,4740,29.259259259]
["2209000000-E","ENDWALLS","","",6.8,6800,1000]
["2220000000-E","REINF ENDWALLS","","",5,5575,1115]
["2253000000-E","PIPE COLLARS","","",5.9279999999999999,4210.6400000000003,710.29689608599995]
["2264000000-E","PIPE PLUGS","","",1,825,825]
["2275000000-E","FLOWABLE FILL","","",64.400000000000006,14213,220.69875776399999]
["2286000000-N","MASNRY DRNG STR","","",352,622600,1768.75]
["2297000000-E","MASNRY DRNG STR","","",26.997,32396.400000000001,1200]
["2308000000-E","MASNRY DRNG STR","","",220.9,56425,255.43232231799999]
["2364000000-N","FRM W/2GRT 840.16 STD","","",41,55350,1350]
["2364200000-N","FRM W/2GRT 840.20 STD","","",13,6630,510]
["2365000000-N","FRM W/2GRT 840.22 STD","","",33,16665,505]
["2366000000-N","FRM W/2GRT 840.24 STD","","",69,89700,1300]
["2367000000-N","FRM W/2GRT 840.29 STD","","",30,27720,924]
["2374000000-N","FRM-GRT-HD 840.03 **","(E)","",14,9275,662.5]
["","","(F)","",56,37700,673.21428571399997]
["","","(G)","",54,36150,669.44444444400006]
["2396000000-N","FRM W/COVER STD 840.54","","",43,17388,404.37209302299999]
["2440000000-N","CONC TRANS SECT FOR CATCH BASIN","","",20,9200,460]
["2451000000-N","CONC TRANS SECT FOR DROP INLET","","",23,10230,444.78260869600001]
["2542000000-E","1'-6\" CONC CURB & GTR","","",10100,129225,12.794554455]
["2549000000-E","2'-6\" CONC CURB & GTR","","",15900,243050,15.286163522000001]
["2556000000-E","SHDR BERM GTR","","",4920,78082.5,15.870426828999999]
["2577000000-E","CONC EXPRESSWY GTR","","",200,5600,28]
["2580000000-E","CONC VALLEY GTR","","",300,10365,34.549999999999997]
["2591000000-E","4\" CONC SIDEWALK","","",3800,115180,30.310526316000001]
["2600000000-N","RETROFIT EXT CURB RAMP","","",15,9000,600]
["2605000000-N","CONC CURB RAMP","","",45,44085,979.66666666699996]
["2612000000-E","6\" CONC DRIVEWAY","","",1300,47905,36.85]
["2627000000-E","4\" CONC ISLAND COVER","","",70,2590,37]
["2655000000-E","5\" MONO CONC ISLDS (KEY IN)","","",5660,286970,50.701413428000002]
["2724000000-E","PC REINF BARR SNGL FC","","",1075,102125,95]
["2752000000-E","GENERIC PAVING ITEM (LF)","MEDIAN HAZARD PROTECTION","",290,79650,274.65517241399999]
["2815000000-N","ADJ DROP INLETS","","",1,1000,1000]
["2830000000-N","ADJ MHS","","",6,4000,666.66666666699996]
["2845000000-N","ADJ METR OR VAL BOX","","",8,5000,625]
["3000000000-N","IMPACT ATTEN 350","","",7,104250,14892.857142856999]
["3030000000-E","STL BM GRDRL","","",7600,121650,16.006578947000001]
["3045000000-E","SBGR SHOP CURVED","","",1175,21437.5,18.244680850999998]
["3150000000-N","ADDIT GRDRL POSTS","","",35,1405,40.142857143000001]
["3195000000-N","GR ANCH AT-1","","",6,3350,558.33333333300004]
["3210000000-N","GR ANCH CAT-1","","",7,4150,592.85714285699999]
["3215000000-N","GR ANCH III","","",10,15700,1570]
["3270000000-N","GR ANCH 350","","",27,49400,1829.62962963]
["3285000000-N","GR ANCH M-350","","",2,3200,1600]
["3317000000-N","GR ANCH B-77","","",26,41900,1611.5384615380001]
["3360000000-E","REM EXT GRDRL","","",3293,3493,1.0607348919999999]
["3365000000-E","REM EXT GUIDERL","","",7660,7660,1]
["3380000000-E","TEMP STL BM GRDRL","","",1100,7975,7.25]
["3387000000-N","TEMP GDRL ANCH UNIT**","(B-77)","",6,5100,850]
["","","(CAT-1)","",1,320,320]
["","","(W-BEAM)","",4,7400,1850]
["3389100000-N","TEMP GDRL ANCH UNITS 350","","",5,4750,950]
["3389400000-E","DBL FACE CBL GUIDERL","","",9640,71336,7.4]
["3389500000-N","ADDL GUIDERL POSTS","","",12,1200,100]
["3389600000-N","CBL GUIDERL ANCH UNIT","","",16,24000,1500]
["3503000000-E","WOVEN WIRE FENCE 47\" FAB","","",18560,56800,3.0603448279999999]
["3509000000-E","4\" TIMBER POSTS 7'-6\"LONG","","",1185,19320,16.303797467999999]
["3515000000-E","5\" TIMBER POSTS 8'-0\"LONG","","",295,7200,24.406779661000002]
["3536000000-E","CHN LK FENCE 48\" FABRIC","","",260,4810,18.5]
["3542000000-E","MET LINE PST 48\" FEN","","",21,756,36]
["3548000000-E","MET TERM PST 48\" FEN","","",4,184,46]
["3557000000-E","ADDL BARBED WIRE","","",300,52,0.17333333300000001]
["3565000000-E","DBL GATE **HIGH, **WIDE, **OPEN","(48\", 10', 20')","",1,2250,2250]
["3628000000-E","RIP RAP, I","","",693,35837,51.712842713000001]
["3649000000-E","RIP RAP, B","","",270,15488,57.362962963000001]
["3656000000-E","GEOTEXTILE FOR DRNGE","","",7211,31677,4.3928720009999997]
["4048000000-E","REINF CONC FOUNDTN","","",10,9320,932]
["4054000000-E","PLN CONC FOUNDTN","","",4,1520,380]
["4057000000-E","OVERHEAD FOOTING","","",42,33600,800]
["4060000000-E","SUPP, BREAKAWAY STL BM","","",11625,57405.5,4.9381075269999997]
["4066000000-E","SUPPS, SIMPLE STL BM","","",755,1510,2]
["4072000000-E","SUPP, 3-LB STL U-CHAN","","",4958,39273.5,7.9212384030000003]
["4082100000-N","SUPP, OVRHD SIGN STR*","(116+75 -L-)","",1,30150,30150]
["","","(124+75 -L-)","",1,29180,29180]
["","","(91+85 -L-)","",1,28500,28500]
["4096000000-N","SIGN ERECTION, D","","",20,2080,104]
["4102000000-N","SIGN ERECTION, E","","",268,20290,75.708955223999993]
["4108000000-N","SIGN ERECTION, F","","",46,2845,61.847826087000001]
["4109000000-N","SIGN ERECTION, *** (OVRHD)","(A)","",3,2130,710]
["4110000000-N","SIGN ERECTION, *** (GRD MTD)","(A)","",25,11220,448.8]
["","","(B)","",2,1687.7,843.85]
["4116100000-N","SIGN ERECT, RELOC ** GRD MTD","(A)","",5,800,160]
["","","(D)","",20,2231,111.55]
["","","(E)","",4,400,100]
["4138000000-N","DISP SUPP, STL BM","","",3,4500,1500]
["4141000000-N","DISP SUPP, WOOD","","",1,1,1]
["4155000000-N","DISP SIGN SYST U-CHAN","","",234,385,1.6452991450000001]
["4158000000-N","DISP SIGN SYST WOOD","","",14,14,1]
["4192000000-N","DISP SUPP, U-CHAN","","",24,32,1.3333333329999999]
["4400000000-E","WORK ZONE SIGNS (STAT)","","",9414,69970.649999999994,7.4326163159999998]
["4405000000-E","WORK ZONE SIGNS (PORT)","","",3590,52175.839999999997,14.533660167000001]
["4410000000-E","WORK ZONE SIGNS (BARR)","","",1025,7717.17,7.5289463410000002]
["4413000000-E","WORK ZONE ADV/GEN WARN SIGN","","",8951,65637.45,7.3329739690000002]
["4415000000-N","FLASH ARROW BOARD","","",18,48824,2712.4444444440001]
["4420000000-N","PORT CHNGE MSG SIGN","","",26,265804,10223.230769231001]
["4430000000-N","DRUMS","","",3571,125287.66,35.084754971000002]
["4435000000-N","CONES","","",2127,6227.66,2.9279078510000001]
["4445000000-E","BARRICADES (III)","","",2320,37980.32,16.370827586000001]
["4450000000-N","FLAGGER","","",7400,158000,21.351351351000002]
["4455000000-N","FLAGGER","","",360,57600,160]
["4457000000-N","TEMP TRAF CONTRL(SP)","","",2,98958,49479]
["4465000000-N","TEMP CRASH CUSHIONS","","",17,83600,4917.6470588239999]
["4470000000-N","RESET CRASH CUSHION","","",8,13400,1675]
["4480000000-N","TMA","","",17,160202,9423.6470588240009]
["4485000000-E","PORT CONC BARR","","",12832,224233.5,17.474555798000001]
["4490000000-E","PORT CONC BARR(ANCHRD)","","",205,5945,29]
["4500000000-E","RESET PORT CONC BAR","","",5784,21409,3.7014177039999998]
["4510000000-N","LAW ENFORCEM","","",2500,113500,45.4]
["4516000000-N","SKINNY DRUM","","",1506,12012.66,7.9765338650000004]
["4520000000-N","TUBULAR MKR (FIXED)","","",15,975,65]
["4590000000-E","GENERIC TRAFFIC CONTROL ITEM (LF)","WORK ZONE ASPH ISLAND","",1100,24200,22]
["4650000000-N","TEMP RAISED PVT MRKS","","",1037,9226,8.8968177429999997]
["4685000000-E","THERMO PVT MKG LINES 4\"90","","",292925,155382.07,0.53045001300000005]
["4686000000-E","THERMO PVT MKG LINES 4\"120","","",233104,144734.85,0.62090247300000001]
["4688000000-E","THERMO PVT MKG LINES,6\"90 MILS","","",425646,360339.94,0.84657189300000002]
["4690000000-E","THERMO PVT MKG LINES 6\"120 MILS","","",54922,51276.57,0.93362532300000001]
["4695000000-E","THERMO PVT MKG LINES 8\"90 MILS","","",8632,23308,2.7001853570000001]
["4697000000-E","THERMO PVT MKG LINE 8\"120 MILS","","",2169,6057,2.79253112]
["4700000000-E","12\"WIDE THERM 90MILS","","",23794,62795.5,2.6391317139999999]
["4702000000-E","12\"WIDE THERM 120MILS","","",3454,6908,2]
["4705000000-E","THERMO LINES 16\" 120MILS","","",250,2250,9]
["4710000000-E","24\"WIDE THERMO 120 MILS","","",5347,60347,11.286141762]
["4721000000-E","THERMO PVT MKG CHAR 120","","",122,11840,97.049180328000006]
["4725000000-E","THERMO PVT SYM 90MILS","","",733,94745,129.25648021800001]
["4770000000-E","4\" COLD APPL PLSTIC LINES **","(II)","",3823,6979.7,1.8257127909999999]
["","","(IV)","",4508,8851.2000000000007,1.9634427679999999]
["4775000000-E","6\" COLD APPL PLSTIC LINES **","(II)","",5647,15492.5,2.74349212]
["4805000000-N","COLD APPL PLASTIC SYM **","(II)","",10,2600,260]
["4810000000-E","PAINT PVMT MKG 4\"","","",2008639,225662.53,0.11234598699999999]
["4815000000-E","PAINT PVMT MKG 6\"","","",442653,50137.73,0.113266441]
["4820000000-E","PAINT PVMT MKG 8\"","","",11004,9786.9500000000007,0.88939930899999997]
["4825000000-E","PAINT PVMT MKG 12\"","","",29348,17311,0.58985280100000004]
["4830000000-E","PAINT PVT MKG LINE16\"","","",250,500,2]
["4835000000-E","PAINT PVT MKG LINE24\"","","",4910,15884,3.2350305499999998]
["4840000000-N","PAINT PVT MKG CHAR","","",110,2590,23.545454544999998]
["4845000000-N","PAINT PVT MKG SYM","","",666,19250,28.903903904]
["4850000000-E","LINE REML 4\" WIDE","","",31900,15977,0.50084639500000006]
["4855000000-E","LINE REML 6\" WIDE","","",4747,3190.25,0.672056035]
["4860000000-E","LINE REML 8\" WIDE","","",162,162,1]
["4870000000-E","LINE REML 24\" WIDE","","",151,585,3.8741721849999999]
["4875000000-N","REML OF SYMB & CHAR","","",3,150,50]
["4900000000-N","PERM RAISED PVMT MKR","","",5138,36038,7.0140132350000002]
["4905000000-N","SNOWPLB PVMT MRKER","","",3103,81958,26.412504028000001]
["4940000000-N","FLEX DELINATR (YELL)","","",24,5160,215]
["5255000000-N","PORTABLE LIGHTING","","",1,24600,24600]
["5319000000-E","B CONC FOR ENCAS LIN","","",2,500,250]
["5325600000-E","6\" WATER LINE","","",461,19400,42.082429501]
["5325800000-E","8\" WATER LINE","","",477,28380,59.496855345999997]
["5326600000-E","16\" WATER LINE","","",941,115845,123.108395324]
["5327000000-E","20\" WATER LINE","","",1079,188825,175]
["5327400000-E","24\" WATER LINE","","",1502,277870,185]
["5329000000-E","DI H2O PIPE FITTINGS","","",36665,233675,6.3732442379999998]
["5540000000-E","6\" VALVE","","",2,2000,1000]
["5546000000-E","8\" VALVE","","",3,4950,1650]
["5558600000-E","16\" VALVE","","",1,4200,4200]
["5559000000-E","20\" VALVE","","",2,14400,7200]
["5571600000-E","6\" TAPPING VALVE","","",1,3700,3700]
["5606000000-E","2\" BLOW OFF","","",2,5000,2500]
["5648000000-N","RELOC WATER METER","","",37,19950,539.18918918899999]
["5649000000-N","RECONNECT H2O METER","","",33,8700,263.636363636]
["5666000000-E","FIRE HYDRANT","","",6,36800,6133.3333333330002]
["5672000000-N","RELOC FIRE HYDRANT","","",9,21500,2388.8888888890001]
["5691200000-E","6\" SANIT GRAV SEWER","","",94,7990,85]
["5691300000-E","8\" SANIT GRAV SEWER","","",852,90900,106.690140845]
["5691400000-E","10\" SANIT GRAV SEWER","","",175,25375,145]
["5691900000-E","24\" SANIT GRAV SEWER","","",260,76700,295]
["5768000000-N","SANIT SEW CLEAN-OUT","","",30,12000,400]
["5775000000-E","4' DIA UTIL MH","","",8,25800,3225]
["5776000000-E","5' DIA UTIL MH","","",4,20000,5000]
["5781000000-E","UTIL MH WALL, 4' DIA","","",42.5,13365,314.47058823499998]
["5782000000-E","UTIL MH WALL, 5' DIA","","",22.2,9990,450]
["5800000000-E","ABAN 6\" UTIL PIPE","","",529,6294,11.897920604999999]
["5801000000-E","ABAN 8\" UTIL PIPE","","",1387,16006,11.54001442]
["5804000000-E","ABAN 12\" UTIL PIPE","","",490,8330,17]
["5810000000-E","ABAN 16\" UTIL PIPE","","",855,27360,32]
["5812000000-E","ABAN 20\" UTIL PIPE","","",1063,42520,40]
["5813000000-E","ABAN 24\" UTIL PIPE","","",1715,77175,45]
["5815000000-N","REM WATER METER","","",8,1600,200]
["5815500000-N","REM FIRE HYDRANT","","",6,7200,1200]
["5816000000-N","ABAN UTIL MH","","",3,4500,1500]
["5828000000-N","REM UTIL MH","","",2,4000,2000]
["5835700000-E","16\" ENCASEMENT PIPE","","",245,28300,115.510204082]
["5835800000-E","18\" ENCASEMENT PIPE","","",65,8775,135]
["5836400000-E","36\" ENCASEMENT PIPE","","",497,111825,225]
["5871900000-E","16\" TRENCHLESS INSTALL (IN SOIL)","","",100,28370,283.7]
["5871910000-E","16\" TRENCHLESS INSTALL (NOT IN SOIL)","","",100,63075,630.75]
["5872000000-E","18\" TRENCHLESS INSTALL (IN SOIL)","","",33,12837,389]
["5872010000-E","18\" TRENCHLESS INSTALL (NOT IN SOIL)","","",32,24160,755]
["5872100000-E","20\" TRENCHLESS INSTALL (IN SOIL)","","",323,104006,322]
["5872110000-E","20\" TRENCHLESS INSTALL (NOT IN SOIL)","","",323,188955,585]
["5872400000-E","36\" TRENCHLESS INSTALL (IN SOIL)","","",93,49290,530]
["5872410000-E","36\" TRENCHLESS INSTALL (NOT IN SOIL)","","",92,91540,995]
["5882000000-N","GENERIC UTIL ITEM (EA)","RELOC WATER VAULT","",1,12500,12500]
["","","REM SANIT SEWER CLEAN- OUT","",8,4000,500]
["6000000000-E","TEMP SILT FENCE","","",68495,133449.5,1.9483100959999999]
["6006000000-E","EROS CONTRL STONE A","","",3715,194415,52.33243607]
["6009000000-E","EROS CONTRL STONE B","","",15530,143212.5,9.2216677399999991]
["6012000000-E","SEDIMENT CONTROL STONE","","",12805,185160.75,14.460035143000001]
["6015000000-E","TEMP MULCHING","","",175,199325,1139]
["6018000000-E","SEED FOR TEMP SEED","","",8900,14800,1.662921348]
["6021000000-E","FERT FOR TEMP SEED","","",48,21300,443.75]
["6024000000-E","TEMP SLOPE DRAINS","","",8816,30946.5,3.5102654260000001]
["6029000000-E","SAFETY FENCE","","",1450,2980,2.0551724139999998]
["6030000000-E","SILT EXCAV","","",50430,61745,1.224370414]
["6036000000-E","MATTING FOR EROS CONTROL","","",59805,83399.5,1.3945238689999999]
["6037000000-E","COIR FIBER MAT","","",3700,12125,3.2770270269999999]
["6038000000-E","PERM SOIL REINF MAT","","",205,512.5,2.5]
["6042000000-E","1/4\" HARDWARE CLOTH","","",19555,85861.25,4.3907568399999999]
["6043000000-E","LOW PERMEABILITY GEOTEXTILE","","",735,2425,3.299319728]
["6048000000-E","FLOAT TURBIDITY CURTAIN","","",85,1785,21]
["6070000000-N","SPECIAL STILLING BASINS","","",7,2625,375]
["6071010000-E","WATTLE","","",12890,85276,6.6156710629999997]
["6071020000-E","POLYACRYLAMIDE (PAM)","","",7635,30540,4]
["6071030000-E","COIR FIBER BAFFLE","","",15485,70097.5,4.5268001289999997]
["6071050000-E","**\" SKIMMER","(1-1/2\")","",12,35000,2916.6666666669998]
["","","(2\")","",7,18600,2657.1428571430001]
["","","(2-1/2\")","",3,11100,3700]
["","","(3\")","",1,3900,3900]
["6084000000-E","SEED & MULCHING","","",195,495800,2542.5641025640002]
["6087000000-E","MOWING","","",142.5,27100,190.17543859599999]
["6090000000-E","SEED FOR REPAIR SEED","","",1850,8200,4.4324324319999997]
["6093000000-E","FERT FOR REPAIR SEED","","",7.25,7226,996.68965517200002]
["6096000000-E","SEED FOR SUPP SEED","","",4700,9312.5,1.9813829789999999]
["6108000000-E","FERTILIZER TOPDRESS","","",139.5,102187.5,732.52688172000001]
["6111000000-E","IMPERVIOUS DIKE","","",135,3375,25]
["6114500000-N","SPECIALIZD HAND MOW","","",65,6850,105.384615385]
["6117000000-N","RESPONSE FOR EROS CONTROL","","",281,59950,213.34519573]
["6123000000-E","REFORESTATION","","",6.2,6450,1040.322580645]
["6132000000-N","GENERIC EROSION CONTROL ITEM (EA)","CONC WASHOUT STR","",30,30900,1030]
["","","FABRIC INSERT INLET PROTECTION","DEVICE CLEANOUT",40,4000,100]
["","","FABRIC INSERT INLET PROTECTIONDEVICE","",20,2000,100]
["7060000000-E","SIGNAL CABLE","","",29120,39396,1.352884615]
["7120000000-E","VEHICLE SIGNAL HD (12\", 3 SECT)","","",217,131135,604.30875576000005]
["7132000000-E","VEHICLE SIGNAL HD (12\", 4 SECT)","","",15,11299,753.26666666699998]
["7144000000-E","VEHICLE SIGNAL HD (12\", 5 SECT)","","",20,22000,1100]
["7216000000-N","MOD EXT VEHIC SIGNL HD","","",3,600,200]
["7228000000-N","RELOC EXT VEHIC SIGNL HD","","",33,3630,110]
["7252000000-E","MESSENGER CABLE (1/4\")","","",6194,14701.5,2.373506619]
["7264000000-E","MESSENGER CABLE (3/8\")","","",11725,31692.5,2.702985075]
["7279000000-E","TRACER WIRE","","",473,354.75,0.75]
["7288000000-E","PAVED TRENCH (*******)","(1, 2\")","",130,3640,28]
["7300000000-E","UNPAVED TRENCH (*****)","(1, 2\")","",8602,50056.5,5.81916996]
["","","(2, 2\")","",390,2940,7.538461538]
["","","(3, 2\")","",700,6469,9.2414285710000001]
["7300100000-E","UNPAVED TRENCH TEMP LEADIN","","",250,875,3.5]
["7301000000-E","DIRECT DRILL (***********)","(1, 2\")","",540,8640,16]
["","","(2, 2\")","",275,5225,19]
["","","(3, 2\")","",280,7000,25]
["7324000000-N","JUNCTION BOX (STD SIZE)","","",91,38790,426.26373626399999]
["7348000000-N","JUNCTION BOX (OVER-SIZED, HVY-DUTY)","","",19,12350,650]
["7360000000-N","WOOD POLE","","",37,44400,1200]
["7372000000-N","GUY ASSEM","","",72,28760,399.444444444]
["7408000000-E","1\" RISER W/ WEATHRHD","","",15,15000,1000]
["7420000000-E","2\" RISER W/ WEATHRHD","","",36,20700,575]
["7430000000-N","HEAT SHRINK TUB KIT","","",9,1350,150]
["7432000000-E","2\" RISER W/ TUBING","","",19,6175,325]
["7444000000-E","INDUCT LOOP SAWCUT","","",34214,185566.52,5.4237014090000004]
["7456000000-E","LEAD-IN CABLE(********)","(14-2)","",53980,55340,1.025194516]
["7481000000-N","SITE SURVEY","","",13,19500,1500]
["7481200000-N","LUM ARM FOR VIDEO SYS","","",34,18700,550]
["7481240000-N","CAMERA W/O INT LOOP EMUL PROCESS","","",34,112200,3300]
["7481260000-N","EXT LOOP EMULATOR PROCESS UNIT","","",10,65000,6500]
["7481280000-N","RELOC CAMERA SENSOR UNIT","","",23,36800,1600]
["7516000000-E","COMMUNICATIONS CABLE (** FIBER)","(12)","",675,2092.5,3.1]
["","","(24)","",11404,30790.799999999999,2.7]
["","","(36)","",1676,4927.4399999999996,2.94]
["7528000000-E","DROP CABLE","","",7268,19623.599999999999,2.7]
["7540000000-N","SPLICE ENCLOSURE","","",9,20250,2250]
["7541000000-N","MOD SPLICE ENCLOSUR","","",17,31510,1853.5294117650001]
["7552000000-N","INTERCONNECT CENTER","","",20,45200,2260]
["7566000000-N","DELINEATOR MARKER","","",2,240,120]
["7575160000-E","REM EXT COMM CABLE","","",4646,5342.9,1.1499999999999999]
["7576000000-N","METAL STRAIN SIGNAL POLE","","",32,304448,9514]
["7588000000-N","SGNL MAST ARM W/ METAL POLE","","",6,90000,15000]
["7613000000-N","SOIL TEST","","",38,28240,743.15789473699999]
["7614100000-E","DRILLED PIER FOUND","","",352,270580,768.69318181799997]
["7630000000-N","MTL STRN POLE DESIGN","","",1,500,500]
["7631000000-N","MAST ARM W/ MTL POLE DES","","",6,3000,500]
["7636000000-N","SIGN FOR SIGNALS","","",36,9837,273.25]
["7642200000-N","II PED W/ FOUND","","",9,13500,1500]
["7648000000-N","RELOC EXT SIGN","","",9,2250,250]
["7684000000-N","SIGNAL CAB FOUND","","",15,11836,789.06666666700005]
["7756000000-N","CONTLR W/ CBNT, 2070L BASE MTD","","",15,221675,14778.333333332999]
["7768000000-N","CONTLR W/ CBNT, 2070L POLE MTD","","",1,15000,15000]
["7780000000-N","DETECTOR CARD(2070L)","","",100,10479,104.79]
["7901000000-N","CAB BASE EXTENDER","","",15,4540,302.66666666700002]
["7980000000-N","GENERIC SIGNAL ITEM (EA)","CCTV ELECTRICAL SERVICE","",1,1500,1500]
["","","CCTV METAL POLE (60')","",1,10000,10000]
["","","ETHERNET EDGE SWITCH","",16,28550,1784.375]
["","","EV PREEMPT PHASE SELECTOR","",8,22400,2800]
["","","INFRARED DETECTOR","",10,13000,1300]
["","","RELOC EXT CCTV CAB","(POLE MOUNT)",1,1300,1300]
["","","RELOC EXT CCTV CAMERA ASSEM","",1,2000,2000]
["","","RELOC INFRARED DETECTOR","",32,16000,500]
["","","REM COMMINICATIONS WOOD POLE","",12,3600,300]
["","","SOIL TEST FOR CCTV METAL POLE","",1,650,650]
["7990000000-E","GENERIC SIGNAL ITEM (LF)","BACK PULL FIBER OPTIC CABLE","",1505,4996.3999999999996,3.3198671100000001]
["","","INFRARED DETECTOR CABLE","",7490,11384.8,1.52]
["7992000000-E","GENERIC SIGNAL ITEM (CY)","DRILLED PIER FOUND FOR","CCTV METAL POLE",8,6000,750]
["8007000000-N","CM&R TEMP STR *******","(61+03.00 -L-)","",1,600000,600000]
["8017000000-N","CM&R TEMP ACCESS ****","(61+03.00 -L-)","",1,82000,82000]
["8035000000-N","REMV EXT STR **********","(16+82.00 -L-)","",1,42000,42000]
["","","(18+22.61 -Y1- LT)","",1,110000,110000]
["","","(18+22.61 -Y1- RT)","",1,110000,110000]
["8042000000-N","REMV EXT STRS *********","(61+03.00 -L-)","",1,300000,300000]
["8091000000-N","FND EXCAV B** STA ***","(1, 27+41.30 -Y8-)","",1,22000,22000]
["8105540000-E","3'-6\" DRILL PIER IN SOIL","","",318,286200,900]
["8105560000-E","4'-0\" DRILL PIER IN SOIL","","",47,58750,1250]
["8105640000-E","3'-6\" DRILL PIER NO SOIL","","",166,149400,900]
["8105660000-E","4'-0\" DRILL PIER NO SOIL","","",22,27500,1250]
["8111400000-E","PERM STL CASING FOR 3'-6\" PIER","","",42.2,10550,250]
["8112730000-N","PDA TESTING","","",7,26400,3771.4285714289999]
["8113000000-N","SID INSPECTIONS","","",6,1200,200]
["8115000000-N","CSL TESTING","","",4,8800,2200]
["8121000000-N","UNSTR EXCAV STA *****","(16+82.00 -L-)","",1,2960,2960]
["","","(18+22.61 -Y1- LT)","",1,11200,11200]
["","","(18+22.61 -Y1- RT)","",1,11700,11700]
["","","(61+03.00 -L-)","",1,8500,8500]
["8126000000-N","CULV EXCAV @ ********","(113+48.00 -L-)","",1,35000,35000]
["8133000000-E","FND CONDIT MAT, BOX CULV","","",46,2300,50]
["8147000000-E","REINF CONC DECK SLAB","","",64120,2155454.5,33.615946663000003]
["8156000000-E","CONC WEARING SURF","","",5404,64848,12]
["8161000000-E","GROOVING BRG FLOOR","","",74408,42233.05,0.56758749100000006]
["8182000000-E","A CONC (BRG)","","",960,813746,847.65208333299995]
["8196000000-E","A CONC (CULV)","","",111.9,264090,2360.0536193029998]
["8210000000-N","BRG APPR SLAB ********","(16+82.00 -L-)","",1,20000,20000]
["","","(18+22.61 -Y1- LT)","",1,38600,38600]
["","","(18+22.61 -Y1- RT)","",1,48400,48400]
["","","(27+41.30 -Y8-)","",1,46000,46000]
["","","(39+11.12 -L- LT)","",1,43000,43000]
["","","(39+11.12 -L- RT)","",1,43000,43000]
["","","(61+03.00 -L-)","",1,78300,78300]
["8217000000-E","REINF STL (BRG)","","",174953,181084.5,1.0350465550000001]
["8238000000-E","SPIRAL COL REINF STL BRG","","",17140,34196.550000000003,1.9951312720000001]
["8245000000-E","REINF STL (CULVERT)","","",10306,10306,1]
["8265000000-E","54\" PRESTR CONC GIRD","","",1206.3800000000001,283499.3,235]
["8274000000-E","63\" MOD PRESTR CONC GIRDR","","",1115.52,273302.40000000002,245]
["8280000000-E","STRURAL STL","","",1231369,2005000,1.628269024]
["8328200000-E","PILE DRV EQUIP SETUP ** STL PILES","(HP 12 X 53)","",130,85100,654.61538461500004]
["","","(HP 14 X 73)","",18,18000,1000]
["8328400000-E","PILE DRV EQUIP SETUP ** GALV STL PILES","(PP 18 X 0.50)","",14,16100,1150]
["8364000000-E","HP12X53 PILES","","",7730,231900,30]
["8384000000-E","HP14X73 PILES","","",1260,50400,40]
["8387000000-E","PP18X0.50 GALV STL PILE","","",1050,99750,95]
["8392000000-N","PIPE PILE PLATES","","",14,2660,190]
["8393000000-N","PILE REDRIVES","","",88,4050,46.022727273000001]
["8430000000-E","SHEET PILE RET WLL","","",385,44275,115]
["8475000000-E","TWO BAR METAL RAIL","","",389.42,46730.400000000001,120]
["8482000000-E","THREE BAR METAL RAIL","","",394.9,84903.5,215]
["8503000000-E","CONC BARR RAIL","","",1267.81,115453.92,91.065632863000005]
["8505000000-E","VERT CONC BARR RAIL","","",350.5,31194.5,89]
["8517000000-E","1'-**\"X**\"CONC PARAPET","(1'-2\" X 2'-6\" )","",404.65,50581.25,125]
["8531000000-E","4\" SLOPE PROTECTION","","",3689,297868,80.744917322000006]
["8608000000-E","RIP RAP II (2'-0\")","(16+82.00 -L-)","",230,12650,55]
["","","","",845,43940,52]
["8622000000-E","GEOTEXTILE FOR DRNG","","",1200,2400,2]
["8654000000-N","DISC BEARINGS","","",1,17650,17650]
["8657000000-N","ELASTOMERIC BEARING","(16+82.00 -L-)","",1,6000,6000]
["","","","",2,27300,13650]
["8763000000-E","3'-0\" X 2'-0\"PRESTR SLABS","","",1925,292600,152]
["8801000000-E","MSE RETAIN WALL NO **","(1)","",1260,66137.399999999994,52.49]
["8802014000-E","SOLDIER PILE RETAINING WALLS","","",null,0]
["8847000000-E","GENERIC RET WALL ITEM (SF)","ARCHITECTURAL CONC SURFACE","TREATMENT",9990,39960,4]
["","","NOISE WALL","",9990,497502,49.8]
["8860000000-N","GENERIC STR ITEM (LS)","ASBESTOS ASSESSMT","",2,11100,5550]

{"sheet":"ITEMS - DIV 5","index":7,"n_rows":257,"n_cols":8,"rows_kept":257,"cut":false,"hidden":false,"merged":[[0,0,0,6]]}
["2017 JAN - JUN BID AVERAGES  -  DIVISION 5",null,null,null,null,null,null,1]
["Item #","Item Description ","Item Supplemental Description","Item Supplemental Description 2","Item Quantity","Extended Amt","Average Unit Bid"]
["0000100000-N","MOBILI","","",4,503378,125844.5]
["0000400000-N","CONST SURVEYING","","",4,81000,20250]
["0029000000-N","REINF BRG APPR ******","(15+32.50 -L-)","",1,12000,12000]
["0030000000-N","BRG APP SUB REG TIER*","(16+34.00 -L-)","",1,12500,12500]
["","","(18+35.50 -L-)","",1,10000,10000]
["0036000000-E","UNDERCUT EXCAV","","",1460,43800,30]
["0043000000-N","GRADING","","",3,294500,98166.666666667006]
["0050000000-E","SUPP CLEAR & GRUB","","",4,4,1]
["0057000000-E","UNDERCUT EXCAV","","",800,8400,10.5]
["0063000000-N","GRADING","","",1,1700000,1700000]
["0106000000-E","BORROW EXCAV","","",27820,111280,4]
["0134000000-E","DRNG DITCH EXCAV","","",90,1800,20]
["0141000000-E","BERM DITCH CONST","","",240,3600,15]
["0192000000-N","PROOF ROLLING","","",3,540,180]
["0195000000-E","SEL GRANULAR MATL","","",2260,10500,4.6460176989999997]
["0196000000-E","GEOTEXTILE SOIL STAB","","",5500,14320,2.6036363640000002]
["0199000000-E","TEMP SHORING","","",2502,2502,1]
["0223000000-E","ROCK PLATING","","",650,48100,74]
["0318000000-E","FND CONDIT MATL MINOR STRS","","",720,28790,39.986111111]
["0320000000-E","FND CONDIT GEOTEXT","","",2250,5695,2.531111111]
["0335200000-E","15\" DRNG PIPE","","",576,33520,58.194444443999998]
["0335300000-E","18\" DRNG PIPE","","",164,9840,60]
["0335400000-E","24\" DRNG PIPE","","",80,5520,69]
["0335500000-E","30\" DRNG PIPE","","",60,6900,115]
["0335850000-E","**\" DRNG PIPE ELB","(15\")","",12,4068,339]
["0344000000-E","18\" SIDE DRAIN PIPE","","",68,3944,58]
["0345000000-E","24\" SIDE DRAIN PIPE","","",76,4864,64]
["0378000000-E","24\" RC PIPE CULV III","","",72,5040,70]
["0448000000-E","***\" RCP CULV IV","(48\")","",108,27000,250]
["0448200000-E","15\" RCP CULV IV","","",3172,215456,67.924337957000006]
["0448300000-E","18\" RCP CULV IV","","",1420,99400,70]
["0448400000-E","24\" RCP CULV IV","","",992,79360,80]
["0448500000-E","30\" RCP CULV IV","","",140,14700,105]
["0582000000-E","15\"CS PIPE CULV 0.064\"","","",20,900,45]
["0995000000-E","PIPE REML","","",2886,20607,7.1403326399999996]
["1099500000-E","SHALLOW UNDERCUT","","",1000,40000,40]
["1099700000-E","IV SUBGRD STABILI","","",2000,48000,24]
["1121000000-E","AGG BASE CRS","","",1940,54320,28]
["1220000000-E","INCIDENTL STONE BASE","","",310,8700,28.064516129000001]
["1275000000-E","PRIME COAT","","",1485,3861,2.6]
["1297000000-E","MILL ASP PVMT ***\" DTH","(1-1/2\")","",3640,23660,6.5]
["1330000000-E","INCIDENTAL MILLING","","",4320,43200,10]
["1489000000-E","ASP CONC BASE CRS B25.0B","","",6030,396597.5,65.770729685000006]
["1498000000-E","ASP CONC INTR CRS I19.0B","","",7560,562590,74.416666667000001]
["1519000000-E","ASP CONC SURF CRS S9.5B","","",6080,399970,65.784539473999999]
["1525000000-E","ASP CONC SURF CRS SF9.5A","","",460,34100,74.130434782999998]
["1575000000-E","ASP FOR PLANT MIX","","",1025,421050,410.78048780500001]
["1693000000-E","ASPH PLT MIX PVT REP","","",400,64000,160]
["2000000000-N","RIGHT OF WAY MKR","","",35,6725,192.14285714299999]
["2190000000-N","TEMP STL PLT COVER FOR MDS","","",6,5400,900]
["2209000000-E","ENDWALLS","","",6,5400,900]
["2253000000-E","PIPE COLLARS","","",0.84599999999999997,2538,3000]
["2275000000-E","FLOWABLE FILL","","",3.3,2062.5,625]
["2286000000-N","MASNRY DRNG STR","","",74,132700,1793.2432432430001]
["2308000000-E","MASNRY DRNG STR","","",16.420000000000002,9031,550]
["2364000000-N","FRM W/2GRT 840.16 STD","","",5,3750,750]
["2366000000-N","FRM W/2GRT 840.24 STD","","",1,775,775]
["2367000000-N","FRM W/2GRT 840.29 STD","","",8,5090,636.25]
["2374000000-N","FRM-GRT-HD 840.03 **","(E)","",10,8000,800]
["","","(F)","",23,18975,825]
["","","(G)","",23,18975,825]
["2396000000-N","FRM W/COVER STD 840.54","","",4,2600,650]
["2542000000-E","1'-6\" CONC CURB & GTR","","",330,4372.5,13.25]
["2549000000-E","2'-6\" CONC CURB & GTR","","",11160,193068,17.3]
["2556000000-E","SHDR BERM GTR","","",220,7245,32.931818182000001]
["2591000000-E","4\" CONC SIDEWALK","","",7210,237569.5,32.950000000000003]
["2605000000-N","CONC CURB RAMP","","",40,58000,1450]
["2612000000-E","6\" CONC DRIVEWAY","","",1300,71745,55.188461537999999]
["2655000000-E","5\" MONO CONC ISLDS (KEY IN)","","",120,7380,61.5]
["2738000000-E","GENERIC PAV ITEM (SY)","8\" REINF CONC","TRUCK APRON",160,10600,66.25]
["2800000000-N","ADJ CATCH BASINS","","",3,2100,700]
["2830000000-N","ADJ MHS","","",33,26400,800]
["2845000000-N","ADJ METR OR VAL BOX","","",9,6525,725]
["3030000000-E","STL BM GRDRL","","",2025,32435,16.017283951]
["3150000000-N","ADDIT GRDRL POSTS","","",25,615,24.6]
["3210000000-N","GR ANCH CAT-1","","",2,1100,550]
["3215000000-N","GR ANCH III","","",12,18400,1533.3333333329999]
["3270000000-N","GR ANCH 350","","",23,44850,1950]
["3360000000-E","REM EXT GRDRL","","",1816,1816,1]
["3503000000-E","WOVEN WIRE FENCE 47\" FAB","","",25,750,30]
["3515000000-E","5\" TIMBER POSTS 8'-0\"LONG","","",5,275,55]
["3533000000-E","CHN LK FENCE **\"FABR","(60\")","",78,2730,35]
["","","(72\")","",167,7515,45]
["3536000000-E","CHN LK FENCE 48\"FAB","","",360,12600,35]
["3539000000-E","MET LINE PST **\" FEN","(60\")","",7,385,55]
["","","(72\")","",14,910,65]
["3542000000-E","MET LINE PST 48\" FEN","","",30,1350,45]
["3545000000-E","MET TERM PST **\" FEN","(60\")","",2,130,65]
["","","(72\")","",3,225,75]
["3548000000-E","MET TERM PST 48\" FEN","","",12,660,55]
["3574000000-E","GENERIC FENCING ITEM 867 (LF)","WOOD FENCE RESET","",131,3930,30]
["3575000000-E","GENERIC FENCING ITEM (LF)","PEDESTRIAN SAFETY RAIL","",340,18700,55]
["3628000000-E","RIP RAP, I","","",625,34125,54.6]
["3635000000-E","RIP RAP, II","","",1445,84085,58.190311418999997]
["3649000000-E","RIP RAP, B","","",667,36355,54.505247376]
["3656000000-E","GEOTEXTILE FOR DRNGE","","",8860,16560,1.869074492]
["3659000000-N","PREFORM SCOUR HOLE","","",1,2750,2750]
["4025000000-E","CONTR FURN, ***SIGN","(D)","",66.599999999999994,1302,19.549549549999998]
["","","(E)","",409.5,7312,17.855921855999998]
["4072000000-E","SUPP, 3-LB STL U-CHAN","","",2076,14310,6.8930635840000001]
["4096000000-N","SIGN ERECTION, D","","",6,640,106.666666667]
["4102000000-N","SIGN ERECTION, E","","",81,5465,67.469135801999997]
["4116100000-N","SIGN ERECT, RELOC ** GRD MTD","(E)","",55,3660,66.545454544999998]
["4155000000-N","DISP SIGN SYST U-CHAN","","",44,196,4.4545454549999999]
["4192000000-N","DISP SUPP, U-CHAN","","",1,5,5]
["4237000000-N","STOCKPILE SIGN, D, E, F","","",58,1160,20]
["4400000000-E","WORK ZONE SIGNS (STAT)","","",2097,15192.6,7.2449213160000001]
["4405000000-E","WORK ZONE SIGNS (PORT)","","",100,4000,40]
["4410000000-E","WORK ZONE SIGNS (BARR)","","",722,4841.3999999999996,6.7055401659999996]
["4415000000-N","FLASH ARROW BOARD","","",3,4500,1500]
["4420000000-N","PORT CHNGE MSG SIGN","","",2,20000,10000]
["4422000000-N","PORT CHANGE MSG SIGN (SHORT TERM)","","",84,6804,81]
["4430000000-N","DRUMS","","",418,14768,35.330143540999998]
["4435000000-N","CONES","","",50,750,15]
["4445000000-E","BARRICADES (III)","","",576,11952,20.75]
["4450000000-N","FLAGGER","","",2000,100000,50]
["4465000000-N","TEMP CRASH CUSHIONS","","",3,14400,4800]
["4470000000-N","RESET CRASH CUSHION","","",3,6300,2100]
["4485000000-E","PORT CONC BARR","","",520,9360,18]
["4500000000-E","RESET PORT CONC BAR","","",170,1360,8]
["4510000000-N","LAW ENFORCEM","","",100,5500,55]
["4516000000-N","SKINNY DRUM","","",150,4050,27]
["4650000000-N","TEMP RAISED PVT MRKS","","",170,1700,10]
["4685000000-E","THERMO PVT MKG LINES 4\"90","","",19460,22405,1.151336074]
["4686000000-E","THERMO PVT MKG LINES 4\"120","","",26840,34536,1.2867362149999999]
["4695000000-E","THERMO PVT MKG LINES 8\"90 MILS","","",470,1645,3.5]
["4697000000-E","THERMO PVT MKG LINE 8\"120 MILS","","",1450,5437.5,3.75]
["4700000000-E","12\"WIDE THERM 90MILS","","",80,480,6]
["4702000000-E","12\"WIDE THERM 120MILS","","",50,312.5,6.25]
["4710000000-E","24\"WIDE THERM 120MILS","","",1150,10350,9]
["4721000000-E","THERMO PVT MKG CHAR 120","","",15,2250,150]
["4725000000-E","THERM PVT SYM 90MILS","","",195,24375,125]
["4810000000-E","PAINT PVMT MKG 4\"","","",6650,3258.5,0.49]
["4825000000-E","PAINT PVMT MKG 12\"","","",1030,1030,1]
["4845000000-N","PAINT PVT MKG SYM","","",40,1600,40]
["4847000000-E","POLYUREA LINES (4\" *****)","(HIGHLY REFLECTIVE ELEMENTS)","",3052,15260,5]
["4847100000-E","POLYUREA LINES (6\" *****)","(HIGHLY REFLECTIVE ELEMENTS)","",2000,10600,5.3]
["4850000000-E","LINE REML 4\" WIDE","","",1300,1300,1]
["4900000000-N","PERM RAISED PVMT MKR","","",199,2890,14.522613065]
["4915000000-E","7' U-CHANNEL POSTS","","",4,180,45]
["4957000000-N","OBJECT MKR (**)","(III)","",4,180,45]
["5325800000-E","8\" WATER LINE","","",195,43875,225]
["5326200000-E","12\" WATER LINE","","",1102,231420,210]
["5326600000-E","16\" WATER LINE","","",20,16000,800]
["5329000000-E","DI H2O PIPE FITTINGS","","",25000,62500,2.5]
["5546000000-E","8\" VALVE","","",2,2800,1400]
["5558000000-E","12\" VALVE","","",1,2225,2225]
["5571800000-E","8\" TAPPING VALVE","","",1,8200,8200]
["5648000000-N","RELOC WATER METER","","",15,33000,2200]
["5649000000-N","RECONNECT H2O METER","","",3,5475,1825]
["5666000000-E","FIRE HYDRANT","","",6,38700,6450]
["5691300000-E","8\" SANIT GRAV SEWER","","",140,21000,150]
["5709600000-E","12\" FORCE MAIN SEWER","","",225,39375,175]
["5768000000-N","SANIT SEW CLEAN-OUT","","",3,13200,4400]
["5775000000-E","4' DIA UTIL MH","","",3,16500,5500]
["5781000000-E","UTIL MH WALL, 4' DIA","","",15.3,5355,350]
["5801000000-E","ABAN 8\" UTIL PIPE","","",156,2808,18]
["5804000000-E","ABAN 12\" UTIL PIPE","","",1116,17856,16]
["5815500000-N","REM FIRE HYDRANT","","",6,4200,700]
["5835700000-E","16\" ENCASEMENT PIPE","","",50,7250,145]
["5836000000-E","24\" ENCASEMENT PIPE","","",125,32500,260]
["5872200000-E","24\" TRENCHLESS INSTALL (IN SOIL)","","",38,10450,275]
["5872210000-E","24\" TRENCHLESS INSTALL (NOT IN SOIL)","","",37,21645,585]
["6000000000-E","TEMP SILT FENCE","","",21800,44555,2.0438073389999998]
["6006000000-E","EROS CONTRL STONE A","","",555,18215,32.819819819999999]
["6009000000-E","EROS CONTRL STONE B","","",1635,40595,24.828746176999999]
["6012000000-E","SEDIMENT CONTROL STONE","","",1180,25470,21.584745763000001]
["6015000000-E","TEMP MULCHING","","",19,8700,457.89473684199999]
["6018000000-E","SEED FOR TEMP SEED","","",1200,2100,1.75]
["6021000000-E","FERT FOR TEMP SEED","","",8,4050,506.25]
["6024000000-E","TEMP SLOPE DRAINS","","",980,8900,9.0816326529999998]
["6029000000-E","SAFETY FENCE","","",2000,4800,2.4]
["6030000000-E","SILT EXCAV","","",2310,4510,1.9523809519999999]
["6036000000-E","MAT FOR EROS CONTRL","","",35100,32975,0.93945868899999996]
["6037000000-E","COIR FIBER MAT","","",400,3225,8.0625]
["6038000000-E","PERM SOIL REINF MAT","","",850,10200,12]
["6042000000-E","1/4\" HARDWARE CLOTH","","",2800,13236.25,4.7272321430000002]
["6045000000-E","**\" TEMP PIPE","(36\")","",350,21000,60]
["6048000000-E","FLOAT TURBIDITY CURTAIN","","",425,8050,18.941176470999999]
["6070000000-N","SPECIAL STILL BASINS","","",8,1924,240.5]
["6071010000-E","WATTLE","","",760,7600,10]
["6071014000-E","COIR FIBER WATTLE BARR","","",80,960,12]
["6071020000-E","POLYACRYLAMIDE (PAM)","","",420,4980,11.857142856999999]
["6071030000-E","COIR FIBER BAFFLE","","",480,2980,6.2083333329999997]
["6071050000-E","**\" SKIMMER","(1-1/2\")","",3,4200,1400]
["6084000000-E","SEED & MULCHING","","",20,21400,1070]
["6087000000-E","MOWING","","",14.5,1550,106.89655172400001]
["6090000000-E","SEED FOR REPAIR SEED","","",300,1425,4.75]
["6093000000-E","FERT FOR REPAIR SEED","","",1,1075,1075]
["6096000000-E","SEED FOR SUPP SEED","","",475,1900,4]
["6108000000-E","FERTILIZER TOPDRESS","","",12.25,5200,424.48979591800003]
["6111000000-E","IMPERVIOUS DIKE","","",205,6175,30.12195122]
["6114500000-N","SPECIALIZED HAND MOWING","","",40,1830,45.75]
["6117000000-N","RESPONSE FOR EROS CONTROL","","",131,3380,25.801526718000002]
["6123000000-E","REFORESTATION","","",0.3,2000,6666.6666666669998]
["6132000000-N","GENERIC EROSION CONTROL ITEM (EA)","(CONC WASHOUT STR)","",2,400,200]
["","","CONC WASHOUT STR","",6,7186.4,1197.733333333]
["","","FILTER SACK INLET PROTECTION","",30,10200,340]
["6147000000-E","GENERIC EROSION CONTROL ITEM (LF)","INLET TUBE \"SILT SOCK\"","",300,9000,30]
["","","WATTLE BARR","",30,300,10]
["7048500000-E","16\" PEDEST SIG HEAD 1 SEC W/CD","","",8,7120,890]
["7060000000-E","SIGNAL CABLE","","",2460,4674,1.9]
["7120000000-E","VEHICLE SIGNAL HD (12\", 3 SECT)","","",4,2800,700]
["7168000000-N","VEHIC SIGNAL HD W/ MULT OPT PROG SECT","","",4,3380,845]
["7300000000-E","UNPAVED TRENCH (*****)","(2, 2\")","",400,2780,6.95]
["7324000000-N","JUNCTION BOX (STD SIZE)","","",3,945,315]
["7444000000-E","INDUCT LOOP SAWCUT","","",750,4875,6.5]
["7456000000-E","LEAD-IN CABLE(********)","(14-2)","",3600,4860,1.35]
["7642100000-N","I POST W/ FOUND","","",7,9625,1375]
["7642200000-N","II PED W/ FOUND","","",1,1805,1805]
["7684000000-N","SIGNAL CAB FOUND","","",1,1690,1690]
["7756000000-N","CONTLR W/ CBNT, 2070L BASE MTD","","",1,14005,14005]
["7780000000-N","DETECTR CARD (2070L)","","",18,2790,155]
["7901000000-N","CAB BASE EXTENDER","","",1,330,330]
["7980000000-N","GENERIC SIGNAL ITEM (EA)","VEHICLE SIGNAL HEAD","(12\", 3-SECTION W/ BI-MODAL SECTION)",4,3380,845]
["8017000000-N","CM&R TEMP ACCESS ****","(15+32.50 -L-)","",1,1,1]
["","","(16+34.00 -L-)","",1,10000,10000]
["8021000000-N","REMV EXT STR **********","(18+35.50 -L-)","",1,74840,74840]
["8035000000-N","REMV EXT STR **********","(105+70 -L-)","",1,50000,50000]
["","","(15+32.50 -L-)","",1,145000,145000]
["","","(16+34.00 -L-)","",1,135000,135000]
["8105520000-E","3'-0\" DRILL PIER IN SOIL","","",32.299999999999997,27455,850]
["8105620000-E","3'-0\" DRILL PIER NO SOIL","","",16,13600,850]
["8111200000-E","PERM STL CASING FOR 3' PIER","","",32,4480,140]
["8113000000-N","SID INSPECTIONS","","",1,500,500]
["8115000000-N","CSL TESTING","","",1,2450,2450]
["8121000000-N","UNSTR EXCAV STA *****","(15+32.50 -L-)","",1,35000,35000]
["","","(16+34.00 -L-)","",1,15000,15000]
["","","(18+35.50 -L-)","",1,10000,10000]
["8126000000-N","CULV EXCAV @ ********","(105+70 -L-)","",1,75000,75000]
["8133000000-E","FND CONDIT MAT, BOX CULV","","",283,9905,35]
["8182000000-E","A CONC (BRG)","","",159.9,170990,1069.3558474050001]
["8196000000-E","A CONC (CULV)","","",369.6,277200,750]
["8210000000-N","BRG APPR SLAB ********","(15+32.50 -L-)","",1,25000,25000]
["","","(16+34.00 -L-)","",1,22000,22000]
["","","(18+35.50 -L-)","",1,21500,21500]
["8217000000-E","REINF STL (BRG)","","",31260,52904,1.692386436]
["8238000000-E","SPIRAL COL REINF STL BRG","","",1630,6520,4]
["8245000000-E","REINF STL (CULVERT)","","",51202,51202,1]
["8328200000-E","PILE DRV EQUIP SETUP ** STL PILES","(HP 12 X 53)","",14,9380,670]
["8364000000-E","HP12X53 PILES","","",790,36640,46.379746834999999]
["8391000000-N","STL PILE POINTS","","",28,2947,105.25]
["8475000000-E","TWO BAR METAL RAIL","","",154.37,21611.8,140]
["8505000000-E","VERT CONC BARR RAIL","","",450.5,46310,102.79689234200001]
["8517000000-E","1'-**\"X**\"CONC PARAPET","(1'-2\" X 2'-9 1/2\")","",170,25500,150]
["8608000000-E","RIP RAP II (2'-0\")","","",865,42730,49.398843931000002]
["8622000000-E","GEOTEXTILE FOR DRNG","","",1913,5977.25,3.1245426030000001]
["8657000000-N","ELASTOMERIC BEARING","(16+34.00 -L-)","",1,5000,5000]
["","","","",2,7999.2,3999.6]
["8753100000-E","3'-0\"X 2'-9\" PRESTR BOX BEAM","","",935,233750,250]
["8753200000-E","3'-0\"X 3'-3\" PRESTR BOX BEAM","","",1155,323400,280]
["8762000000-E","3'-0\"X 1'-9\"PRESTR SLABS","","",605,78650,130]
["8763000000-E","3'-0\" X 2'-0\"PRESTR SLABS","","",715,103675,145]
["8860000000-N","GENERIC STR ITEM (LS)","ASBSTOS ASSESSMT","",3,3500,1166.6666666670001]
["8867000000-E","GENERIC STR ITEM (LF)","PEDESTRIAN FENCING","BARR RAIL MTD",900,76500,85]

{"sheet":"ITEMS - DIV 6","index":8,"n_rows":292,"n_cols":8,"rows_kept":292,"cut":false,"hidden":false,"merged":[[0,0,0,6]]}
["2017 JAN - JUN BID AVERAGES  -  DIVISION 6",null,null,null,null,null,null,1]
["Item #","Item Description ","Item Supplemental Description","Item Supplemental Description 2","Item Quantity","Extended Amt","Average Unit Bid"]
["0000100000-N","MOBILI","","",8,1157272.3799999999,144659.04749999999]
["0000400000-N","CONST SURVEYING","","",2,51000,25500]
["0000900000-N","GENERIC MISC ITEM (LS)","ALTERNATE LS BID","FOR BRG 230068",1,2080534.81,2080534.81]
["","","","FOR BRG 250045",1,709854.82,709854.82]
["","","ALTERNATE LS BID FOR","BRG 250052",1,1054400.28,1054400.28]
["","","","BRG 250453",null,0]
["","","DESIGN & CONST OF","BRG",2,976085.12,488042.56]
["","","","BRG 230188",1,356400,356400]
["","","","BRGS",1,630204.31000000006,630204.31000000006]
["","","DESGN & CONST OF      BRG","",1,2172528.73,2172528.73]
["0000915000-N","GENERIC MISC ITEM (EA)","END BENT STR 230188","",2,36000,18000]
["","","END BENT STR 250171","",2,36618.22,18309.11]
["","","END BENT STR 250172","",2,36618.22,18309.11]
["","","END BENT STR 250189","",2,137467,68733.5]
["","","END BENT STR 250453","",2,81376.34,40688.17]
["","","END BENT STR 420245","",2,29919.1,14959.55]
["","","INTERIOR BENT CAP","STR 250453",1,40777.14,40777.14]
["","","","250171",2,37636.339999999997,18818.169999999998]
["","","","250172",3,55768.44,18589.48]
["","","RIGHT OF WAY ACQUISIT","",12,52098,4341.5]
["0000930000-E","GENERIC MISC ITEM (LF)","AVE FOUND LGTH @ END","BENT 1 STR 230188",45,16110,358]
["","","","BENT 1 STR 250171",45,11785.95,261.91000000000003]
["","","","BENT 1 STR 250172",45,11785.95,261.91000000000003]
["","","","BENT 1 STR 250189",40,17292,432.3]
["","","","BENT 1 STR 250453",55,12240.8,222.56]
["","","","BENT 1 STR 420245",10,6024.5,602.45000000000005]
["","","","BENT 2 STR 230188",45,16110,358]
["","","","BENT 2 STR 250171",45,11785.95,261.91000000000003]
["","","","BENT 2 STR 250172",45,11785.95,261.91000000000003]
["","","","BENT 2 STR 250189",40,17292,432.3]
["","","","BENT 2 STR 250453",55,12240.8,222.56]
["","","","BENT 2 STR 420245",10,6024.5,602.45000000000005]
["","","AVE FOUND LGTH AT INT"," BENT 1 STR 250171",55,27408.15,498.33]
["","",""," BENT 1 STR 250172",60,30787.8,513.13]
["","",""," BENT 1 STR 250453",60,26001,433.35]
["","",""," BENT 2 STR 250171",55,27408.15,498.33]
["","",""," BENT 2 STR 250172",55,27408.15,498.33]
["","",""," BENT 3 STR 250172",60,30787.8,513.13]
["","","BRG LGTH","STR 250189",50,95205,1904.1]
["","","","STR 250453",95,256693.8,2702.04]
["","","BRG LGTH STR","230188",70,115500,1650]
["","","","250171",122.5,209335.35,1708.86]
["","","","250172",187.62,324034.75,1727.0800021319999]
["","","","420245",70,133674.79999999999,1909.64]
["0022000000-E","UNCL EXCAV","230068","",2500,57375,22.95]
["0029000000-N","REINF BRG APPR ********","(21+57.00 -L-)","",1,17000,17000]
["","","(37+28.50 -L-)","",1,17000,17000]
["0043000000-N","GRADING","","",1,44500,44500]
["0050000000-E","SUPP CLEAR & GRUB","","",2,3,1.5]
["0057000000-E","UNDERCUT EXCAV","","",900,11800,13.111111111]
["0063000000-N","GRADING","","",1,267000,267000]
["0106000000-E","BORROW EXCAV","","",150000,930000,6.2]
["0134000000-E","DRNG DITCH EXCAV","","",23,1012,44]
["0195000000-E","SEL GRANULAR MATL","","",900,11000,12.222222221999999]
["0196000000-E","GEOTEXTILE SOIL STABI","","",1000,3500,3.5]
["0255000000-E","GENRC GRAD ITEM(TON)","AGG SHDR BORROW","",40,2600,65]
["0318000000-E","FND CONDIT MATL MINOR STRS","","",312,14040,45]
["0320000000-E","FND CONDIT GEOTEXT","","",1917,8626.5,4.5]
["0343000000-E","15\" SIDE DRAIN PIPE","","",364,16802.240000000002,46.16]
["0344000000-E","18\" SIDE DRAIN PIPE","","",92,5040.3999999999996,54.786956521999997]
["0354000000-E","***\" RC PIPE CULV *****","(15\", V)","",128,7176.96,56.07]
["","","(18\", V)","",212,12720,60]
["","","(48\", IV)","",84,14784,176]
["0372000000-E","18\" RC PIPE CULV III","","",48,2356.8000000000002,49.1]
["0448300000-E","18\" RCP CULV IV","","",72,3816,53]
["0582000000-E","15\" CS PIPE CULV 0.064\"","","",364,15900,43.681318681]
["0594000000-E","24\" CS PIPE CULV 0.064\"","","",32,1920,60]
["0636000000-E","**\" CS ELB *****\" THICK","(15\", 0.064\")","",8,3200,400]
["0986000000-E","GENERIC PIPE ITEM (LF)","24\"WELD STL PIPE SOIL","(CONTR DESIGN)",102,30600,300]
["","","24\" WELD STL PIPE NO","SOIL (CONTR DESG)",102,51000,500]
["0995000000-E","PIPE REML","","",385,4878,12.67012987]
["0996000000-N","PIPE CLEAN-OUT","","",3,6000,2000]
["1121000000-E","AGG BASE CRS","","",1300,45500,35]
["1220000000-E","INCIDENTL STONE BASE","","",223,10035,45]
["1275000000-E","PRIME COAT","","",145,3258.15,22.47]
["1308000000-E","MILLN ASPH PVMT ** - **","(0\" TO 3\")","",1470,12495,8.5]
["1330000000-E","INCIDENTAL MILLING","","",1331,15972,12]
["1489000000-E","ASP CONC BASE CRS B25.0B","","",4930,306390,62.148073021999998]
["1498000000-E","ASP CONC INTR CRS I19.0B","","",1380,90597,65.650000000000006]
["1519000000-E","ASP CONC SURF CRS S9.5B","","",10750,521160,48.48]
["1525000000-E","ASP CONC SURF CRS SF9.5A","","",1160,75400,65]
["1575000000-E","ASP FOR PLANT MIX","","",1010,413085.5,408.99554455399999]
["1693000000-E","ASPH PLT MIX PVT REP","","",50,7500,150]
["2209000000-E","ENDWALLS","","",5.38,6456,1200]
["2253000000-E","PIPE COLLARS","","",0.9,1260,1400]
["2275000000-E","FLOWABLE FILL","","",5,1250,250]
["2286000000-N","MASNRY DRNG STR","","",12,15300,1275]
["2366000000-N","FRM W/2GRT 840.24 STD","","",1,600,600]
["2367000000-N","FRM W/2GRT 840.29 STD","","",11,6900,627.27272727299999]
["2556000000-E","SHDR BERM GTR","","",3009,67083,22.294117647]
["2612000000-E","6\" CONC DRIVEWAY","","",120,7320,61]
["2655000000-E","5\" MONO CONC ISLDS (KEY IN)","","",40,2800,70]
["3030000000-E","STL BM GRDRL","","",3075,53612.5,17.43495935]
["3150000000-N","ADDIT GRDRL POSTS","","",15,395,26.333333332999999]
["3215000000-N","GR ANCH III","","",8,12000,1500]
["3270000000-N","GR ANCH 350","","",12,24200,2016.6666666670001]
["3317000000-N","GR ANCH B-77","","",4,6600,1650]
["3360000000-E","REM EXT GRDRL","","",2820,5640,2]
["3628000000-E","RIP RAP, I","","",30,1950,65]
["3649000000-E","RIP RAP, B","","",24,1680,70]
["3656000000-E","GEOTEXTILE FOR DRNGE","","",1063,3497.8,3.2904985889999998]
["4072000000-E","SUPP, 3-LB STL U-CHAN","","",138,900.6,6.5260869570000004]
["4102000000-N","SIGN ERECTION, E","","",10,1370,137]
["4155000000-N","DISP SIGN SYST U-CHAN","","",22,245,11.136363636]
["4400000000-E","WRK ZONE SIGN (STAT)","","",1121,10337.1,9.2213202499999998]
["4405000000-E","WRK ZONE SIGN (PORT)","","",421,2289.5,5.4382422799999999]
["4410000000-E","WRK ZONE SIGN (BAR)","","",418,3388.5,8.1064593299999999]
["4415000000-N","FLASH ARROW BOARD","","",2,1000,500]
["4420000000-N","PORT CHNGE MSG SIGN","","",5,46000,9200]
["4430000000-N","DRUMS","","",160,4800,30]
["4435000000-N","CONES","","",70,1300,18.571428570999998]
["4445000000-E","BARRICADES (III)","","",448,10224,22.821428570999998]
["4450000000-N","FLAGGER","","",2400,38400,16]
["4455000000-N","FLAGGER","","",200,56000,280]
["4480000000-N","TMA","","",2,5000,2500]
["4510000000-N","LAW ENFORCEM","","",1200,40800,34]
["4516000000-N","SKINNY DRUM","","",40,400,10]
["4685000000-E","THERMO PVT MKG LINES 4\"90","","",17659,14426.45,0.81694603300000002]
["4686000000-E","THERMO PVT MKG LINES 4\"120","","",19268,17568.52,0.91179779900000002]
["4700000000-E","12\"WIDE THERM 90MILS","","",198,792,4]
["4710000000-E","24\"WIDE THERM 120MILS","","",65,780,12]
["4725000000-E","THERM PVT SYM 90MILS","","",3,300,100]
["4770000000-E","4\" COLD APPL PLSTIC LINES **","(II)","",1634,4902,3]
["4810000000-E","PAINT PVMT MKG 4\"","","",16394,5737.9,0.35]
["4820000000-E","PAINT PVMT MKG 8\"","","",460,460,1]
["4835000000-E","PAINT PVT MKG LINE 24\"","","",16,80,5]
["4845000000-N","PAINT PVT MKG SYM","","",3,300,100]
["4900000000-N","PERM RAISED PVMT MKR","","",113,1243,11]
["5325800000-E","8\" WATER LINE","","",2600,65000,25]
["5326200000-E","12\" WATER LINE","","",1239,123900,100]
["5329000000-E","DI H2O PIPE FITTINGS","","",3620,20347.5,5.6208563539999998]
["5540000000-E","6\" VALVE","","",1,1200,1200]
["5546000000-E","8\" VALVE","","",2,6500,3250]
["5558000000-E","12\" VALVE","","",3,8370,2790]
["5572200000-E","12\" TAPPING VALVE","","",1,7070,7070]
["5606000000-E","2\" BLOW OFF","","",2,4940,2470]
["5801000000-E","ABAN 8\" UTIL PIPE","","",2400,21600,9]
["5804000000-E","ABAN 12\" UTIL PIPE","","",1150,5750,5]
["5835700000-E","16\" ENCASEMENT PIPE","","",202,37370,185]
["5871700000-E","12\" TRENCHLESS INSTALL (IN SOIL)","","",255,16065,63]
["5871710000-E","12\" TRENCHLESS INSTALL (NOT IN SOIL)","","",255,255,1]
["6000000000-E","TEMP SILT FENCE","","",15920,36232,2.2758793970000002]
["6006000000-E","EROS CONTRL STONE A","","",385,18470,47.974025974]
["6009000000-E","EROS CONTRL STONE B","","",1765,78800,44.645892351000001]
["6012000000-E","SEDIMENT CNTRL STONE","","",1050,45675,43.5]
["6015000000-E","TEMP MULCHING","","",22.5,18484.79,821.54622222199998]
["6018000000-E","SEED FOR TEMP SEED","","",1500,5992,3.9946666670000002]
["6021000000-E","FERT FOR TEMP SEED","","",8.5,9356.25,1100.735294118]
["6024000000-E","TEMP SLOPE DRAINS","","",1400,13000,9.2857142859999993]
["6029000000-E","SAFETY FENCE","","",500,1000,2]
["6030000000-E","SILT EXCAV","","",2240,11130,4.96875]
["6036000000-E","MATT FOR EROS CNTRL","","",26500,41335,1.559811321]
["6037000000-E","COIR FIBER MAT","","",795,3980.85,5.0073584909999997]
["6042000000-E","1/4\" HARDWARE CLOTH","","",980,4836.8,4.9355102039999998]
["6043000000-E","LOW PERMEABILITY GEOTEXTILE","","",90,450,5]
["6048000000-E","FLOAT TURBID CURTAIN","","",120,4020,33.5]
["6071010000-E","WATTLE","","",570,4092.6,7.18]
["6071012000-E","COIR FIBER WATTLE","","",750,6825,9.1]
["6071020000-E","POLYACRYLAMIDE (PAM)","","",365,4585,12.561643836]
["6071030000-E","COIR FIBER BAFFLE","","",600,4920,8.1999999999999993]
["6071050000-E","**\" SKIMMER","(1-1/2\")","",5,4500,900]
["6084000000-E","SEED & MULCHING","","",25,59780,2391.1999999999998]
["6087000000-E","MOWING","","",12,1095.68,91.306666667000002]
["6090000000-E","SEED FOR REPAIR SEED","","",300,3062.5,10.208333333000001]
["6093000000-E","FERT FOR REPAIR SEED","","",1.25,1390,1112]
["6096000000-E","SEED FOR SUPP SEED","","",725,3962.75,5.4658620689999999]
["6108000000-E","FERTILIZER TOPDRESS","","",21,19531.88,930.08952380999995]
["6114500000-N","SPECIALIZD HAND MOW","","",20,2063.8000000000002,103.19]
["6117000000-N","RESPONSE FOR EROS CONTROL","","",43,5250,122.093023256]
["6132000000-N","GENERIC EROSION CONTROL ITEM (EA)","CONC WASHOUT STR","",7,10000,1428.5714285710001]
["7060000000-E","SIGNAL CABLE","","",5800,22272,3.84]
["7120000000-E","VEHICLE SIGNAL HD (12\", 3 SECT)","","",17,12665,745]
["7132000000-E","VEHICLE SIGNAL HD (12\", 4 SECT)","","",10,8500,850]
["7252000000-E","MESSENGER CABLE (1/4\")","","",38200,56536,1.48]
["7279000000-E","TRACER WIRE","","",41300,22302,0.54]
["7300000000-E","UNPAVED TRENCH (*****)","(1, 2\")","",2100,13650,6.5]
["","","(2, 2\")","",28500,156180,5.48]
["7301000000-E","DIRECT DRILL (***********)","(1,  2\")","",400,4800,12]
["","","(1- 5\"CONDUIT ENCASING 2 - 2\" CONDUITS)","",300,12000,40]
["","","(2, 2\")","",10300,132664,12.88]
["7324000000-N","JUNCTION BOX (STD SIZE)","","",53,12402,234]
["7348000000-N","JUNCTION BOX (OVER-SIZED, HVY-DUTY)","","",133,55062,414]
["7360000000-N","WOOD POLE","","",2,1800,900]
["7372000000-N","GUY ASSEM","","",100,22500,225]
["7420000000-E","2\" RISER W/ WEATHRHD","","",26,9230,355]
["7430000000-N","HEAT SHRINK TUB KIT","","",8,1160,145]
["7432000000-E","2\" RISER W/ TUBING","","",48,21600,450]
["7444000000-E","INDUCT LOOP SAWCUT","","",1250,6550,5.24]
["7456000000-E","LEAD-IN CABLE(********)","(14-2)","",13500,19980,1.48]
["7516000000-E","COMMUNICATIONS CABLE (** FIBER)","(24)","",103500,180090,1.74]
["","","(48)","",800,1792,2.2400000000000002]
["7528000000-E","DROP CABLE","","",13700,23838,1.74]
["7540000000-N","SPLICE ENCLOSURE","","",35,53364.5,1524.7]
["7541000000-N","MOD SPLCE ENCLOSURE","","",50,70206,1404.12]
["7566000000-N","DELINEATOR MARKER","","",82,8405,102.5]
["7575142200-N","NEW ELECTRICL SERVCE","","",3,3600,1200]
["7575160000-E","REM EXT COMM CABLE","","",2100,2100,1]
["7575180000-N","CABLE TRANSFER","","",10,2640,264]
["7684000000-N","SIGNAL CAB FOUND","","",2,2400,1200]
["7686000000-N","CONDUIT ENTR INTO EXT FOUND","","",55,11550,210]
["7687000000-N","MOD FOUND FOR CONTRLR CBNT","","",4,1940,485]
["7696000000-N","CONTLR W/ CBNT (******)","(2070E, 332 BASE MTD)","",98,838051.9,8551.5499999999993]
["","","(2070E, 336S POLE MTD)","",8,64940.08,8117.51]
["7708000000-N","DETECTOR CARD (******)","(2070L)","",2137,144482.57,67.61]
["7901000000-N","CAB BASE EXTENDER","","",295,65605.05,222.39]
["7901010000-N","CAB BASE ADAPTER","","",2,1100,550]
["7980000000-N","GENERIC SIGNAL ITEM (EA)","BACKUP STORAGE SERVER","",1,14237.67,14237.67]
["","","CCTV VIDEO SERVER","",1,8392.01,8392.01]
["","","CCTV WOOD POLE","",13,30615,2355]
["","","COMPUTER WORKSTATN","",6,11136.12,1856.02]
["","","CONTRL W/ CAB &   AUX FILE","(2070E, 332 BASE MTD)",199,1796010.82,9025.18]
["","","","(2070E, 336S POLE MTD)",1,8953,8953]
["","","CORE ETHERNET SWITCH","",1,67000,67000]
["","","DIGITAL CCTV CAMERA ASSEM","",50,200820,4016.4]
["","","DISTRB PROCESS SIGNL","SYS SERVER",1,13790.15,13790.15]
["","","FIELD EQUIPMENT CAB","",3,12204,4068]
["","","FIELD ETHERNET SWITCH","",311,349408.5,1123.5]
["","","FURN 2070-1E CPU MODULE","",10,3974.2,397.42]
["","","FURN 2070L CONTRL","",10,14105.8,1410.58]
["","","FURN AC ISOLATOR CARD","",10,416,41.6]
["","","FURN BASE MOUNT 332 CAB","",8,59608,7451]
["","","FURN CCTV ASSEM","",5,14124,2824.8]
["","","FURN CONFLCT MONITOR","",10,8353.7000000000007,835.37]
["","","FURN DC ISOLATR CARD","",10,328.4,32.840000000000003]
["","","FURN DETECTOR CARD","",20,1577.2,78.86]
["","","FURN FIELD ETHERNET SWITCH","",10,10749.6,1074.96]
["","","FURN FLASH TRANSFER RELAY","",10,276,27.6]
["","","FURN FLASHER MODULE","",10,262.8,26.28]
["","","FURN LOAD SWITCH","",10,243.4,24.34]
["","","FURN POLE MOUNT 336 CAB","",2,16800,8400]
["","","FURN ST PIGTAILS","",20,590,29.5]
["","","FURN ST-LC HYBRID JUMPERS","",40,770,19.25]
["","","FURN SURGE PROTECTR","",10,639.6,63.96]
["","","FURN TEST CAB & CON- TROLLER","",1,12761.44,12761.44]
["","","INTERCONNECT CENTER","(OVERSIZED)",5,51191.25,10238.25]
["","","","(STD)",308,401062.2,1302.1500000000001]
["","","KVM SWITCH","",1,3319.17,3319.17]
["","","LCD VIDEO MONITOR","",1,3001.42,3001.42]
["","","NETWK ETHERNT SWITCH","",1,8488.7000000000007,8488.7000000000007]
["","","RACK CAB","",1,25371.84,25371.84]
["","","REMOTE ACCESS SERVR","",1,8703.89,8703.89]
["","","REM & REPL EXT","WOOD SIGNL POLE",5,17500,3500]
["","","REM EXT CCTV ASSEM","",25,13125,525]
["","","REM EXT CCTV CAB","AND FOUND",10,15000,1500]
["","","","",1,1250,1250]
["","","REM EXT WIRELESS RADIO","AND ANTENNA",43,9675,225]
["","","SIGNAL SYS COMMUNICATN  SERVER","",1,7962.98,7962.98]
["","","SPLICE CAB","",1,3806,3806]
["","","VEHICLE SIGNAL HEAD","(12\", 3 SECT W/ BI-MODAL SECT)",8,7320,915]
["","","WIRELESS ETHERNET RADIO SYS","",12,51078,4256.5]
["7985000000-N","GENERIC SIGNAL ITEM (LS)","COMPUTER HARDWARE INTEGRATION","",1,14033.71,14033.71]
["","","LAN INTEGRATION","",1,33600,33600]
["","","NETWORK PERFORMNCE MANAGEMENT","SOFTWARE",1,74998.44,74998.44]
["","","TRAINING","",1,43275.6,43275.6]
["","","UPGRADE CCTV SYS SOFTWARE","",1,5892.55,5892.55]
["","","UPGRADE SIGNAL SYS SOFTWARE","",1,382694,382694]
["","","VIDEO WALL SYS","",1,104280,104280]
["7990000000-E","GENERIC SIGNAL ITEM (LF)","BACK PULL FIBER OPTIC CABLE","",600,1800,3]
["","","ETHERNET CABLE","",5800,11600,2]
["8035000000-N","REMV EXT STR **********","(21+57.00 -L-)","",1,54000,54000]
["","","(31+55.47 -L-)","",1,300000,300000]
["","","(37+28.50 -L-)","",1,45000,45000]
["8112730000-N","PDA TESTING","","",5,17000,3400]
["8121000000-N","UNSTR EXCAV STA *****","(21+57.00 -L-)","",1,22000,22000]
["","","(37+28.50 -L-)","",1,15000,15000]
["8147000000-E","REINF CONC DECK SLAB","","",3963,118890,30]
["8161000000-E","GROOVING BRG FLOOR","","",4600,4600,1]
["8182000000-E","A CONC (BRG)","","",202.5,195090,963.40740740700005]
["8210000000-N","BRG APPR SLAB ********","(21+57.00 -L-)","",1,20000,20000]
["","","(31+55.47 -L-)","",1,35000,35000]
["","","(37+28.50 -L-)","",1,20000,20000]
["8217000000-E","REINF STL (BRG)","","",32804,32804,1]
["8265000000-E","54\"PRESTR CONC GIRDR","","",440,132000,300]
["8328200000-E","PILE DRV EQUIP SETUP ** STL PILES","(HP 12 X 53)","",14,14000,1000]
["8364000000-E","HP12X53 PILES","","",2147,117615,54.781089893000001]
["8365000000-E","HP12X53 GALV PILES","","",1638,90090,55]
["8387000000-E","PP18X0.50 GALV STL PILE","","",785,76930,98]
["8392000000-N","PIPE PILE PLATES","","",10,1000,100]
["8393000000-N","PILE REDRIVES","","",38,2300,60.526315789000002]
["8503000000-E","CONC BARR RAIL","","",221.38,22138,100]
["8505000000-E","VERT CONC BARR RAIL","","",762,64770,85]
["8524000000-E","**\" CHAIN LINK FENCE","(63\")","",210.92,31638,150]
["8531000000-E","4\" SLOPE PROTECTION","","",29.6,2960,100]
["8608000000-E","RIP RAP II (2'-0\")","","",391,29325,75]
["8622000000-E","GEOTEXTILE FOR DRNG","","",420,1260,3]
["8657000000-N","ELASTOMERIC BRINGS","","",2,11500,5750]
["8762000000-E","3'-0\"X 1'-9\"PRESTR SLABS","","",4310,525820,122]
["8801000000-E","MSE RETAIN WALL NO **","(1)","",1550,116250,75]
["","","(2)","",1825,136875,75]
["8860000000-N","GENERIC STR ITEM (LS)","ASBESTOS ASSESSMT","",2,5000,2500]

{"sheet":"ITEMS - DIV 7","index":9,"n_rows":389,"n_cols":8,"rows_kept":389,"cut":false,"hidden":false,"merged":[[0,0,0,6]]}
["2017 JAN - JUN BID AVERAGES  -  DIVISION 7",null,null,null,null,null,null,1]
["Item #","Item Description ","Item Supplemental Description","Item Supplemental Description 2","Item Quantity","Extended Amt","Average Unit Bid"]
["0000100000-N","MOBILI","","",2,2282000,1141000]
["0000400000-N","CONST SURVEYING","","",2,362500,181250]
["0001000000-E","CLEAR & GRUB","","",51,1025000,20098.039215686]
["0008000000-E","SUPP CLEAR & GRUB","","",4,48000,12000]
["0015000000-N","SEALING ABAND WELLS","","",31,54250,1750]
["0022000000-E","UNCL EXCAV","","",377000,2262000,6]
["0029000000-N","REINF BRG APPR *******","(26+55 -L-)","",1,17533.13,17533.13]
["0030000000-N","BRG APP SUB REG TIER*","(16+52.50-L-)","",1,12625,12625]
["0036000000-E","UNDERCUT EXCAV","","",72440,369444,5.0999999999999996]
["0043000000-N","GRADING","","",1,272000,272000]
["0050000000-E","SUPP CLEAR & GRUB","","",1,1,1]
["0057000000-E","UNDERCUT EXCAV","","",450,9000,20]
["0106000000-E","BORROW EXCAV","","",688000,6880,0.01]
["0134000000-E","DRNG DITCH EXCAV","","",41870,189027.5,4.5146286120000001]
["0141000000-E","BERM DITCH CONST","","",1150,10350,9]
["0156000000-E","REML OF EXT ASPH PVT","","",47950,71925,1.5]
["0192000000-N","PROOF ROLLING","","",40,24000,600]
["0195000000-E","SEL GRANULAR MATL","","",9100,386350,42.456043956000002]
["0196000000-E","GEOTEXTILE SOIL STAB","","",69500,139100,2.0014388489999999]
["0199000000-E","TEMP SHORING","","",2200,110000,50]
["0220000000-E","ROCK EMBANKMENTS","","",1400,56000,40]
["0222000000-E","GEOTEXTILE ROCK EMBANK","","",950,1900,2]
["0255000000-E","GEN GRAD ITEM(TON)","STOCKPIL CONTAM SOIL","",100,2300,23]
["0262000000-N","GENERIC GRADING ITEM (EA)","ENERGY DISSIPATOR BASIN","",1,2600,2600]
["0314000000-E","SELECT MATL **","(VI)","",4050,121500,30]
["0318000000-E","FND CONDIT MATL MINOR STRS","","",3579,118346.25,33.066848282000002]
["0320000000-E","FND CONDIT GEOTEXTLE","","",11282,17278,1.5314660520000001]
["0335200000-E","15\" DRNG PIPE","","",4980,224268,45.033734940000002]
["0335300000-E","18\" DRNG PIPE","","",1792,89600,50]
["0335400000-E","24\" DRNG PIPE","","",828,53820,65]
["0335500000-E","30\" DRNG PIPE","","",292,29200,100]
["0335600000-E","36\" DRNG PIPE","","",208,26000,125]
["0335700000-E","42\" DRNG PIPE","","",32,5120,160]
["0343000000-E","15\" SIDE DRAIN PIPE","","",1248,52416,42]
["0344000000-E","18\" SIDE DRAIN PIPE","","",444,23088,52]
["0354000000-E","***\" RC PIPE CULV *****","(30\", V)","",332,38180,115]
["0366000000-E","15\" RC PIPE CULV III","","",2600,273000,105]
["0372000000-E","18\" RC PIPE CULV III","","",936,88920,95]
["0378000000-E","24\" RC PIPE CULV III","","",1168,87600,75]
["0384000000-E","30\" RC PIPE CULV III","","",1000,92000,92]
["0390000000-E","36\" RC PIPE CULV III","","",496,62496,126]
["0396000000-E","42\" RC PIPE CULV III","","",704,109120,155]
["0402000000-E","48\" RC PIPE CULV III","","",664,119520,180]
["0408000000-E","54\" RC PIPE CULV III","","",444,106560,240]
["0414000000-E","60\" RC PIPE CULV III","","",116,33640,290]
["0420000000-E","66\" RC PIPE CULV III","","",192,70080,365]
["0426000000-E","72\" RC PIPE CULV III","","",208,93600,450]
["0448000000-E","***\" RCP CULV IV","(48\")","",216,49680,230]
["","","(66\")","",220,99000,450]
["0448200000-E","15\" RCP CULV IV","","",9332,494660,53.006858123000001]
["0448300000-E","18\" RCP CULV IV","","",1152,63360,55]
["0448400000-E","24\" RCP CULV IV","","",2148,171840,80]
["0448500000-E","30\" RCP CULV IV","","",352,35200,100]
["0448600000-E","36\" RCP CULV IV","","",80,10880,136]
["0448700000-E","42\" RCP CULV IV","","",344,58480,170]
["0582000000-E","15\" CS PIPE CULV 0.064\"","","",748,39644,53]
["0588000000-E","18\" CS PIPE CULV 0.064\"","","",68,4420,65]
["0594000000-E","24\" CS PIPE CULV 0.064\"","","",124,9300,75]
["0636000000-E","**\" CS ELB *****\" THICK","(15\", 0.064\")","",29,20300,700]
["","","(18\", 0.064\")","",3,2400,800]
["","","(24\", 0.064\")","",3,3000,1000]
["","","(30\", 0.079\")","",1,1300,1300]
["0995000000-E","PIPE REML","","",5363,118010,22.004475107000001]
["0996000000-N","PIPE CLEAN-OUT","","",1,6000,6000]
["1011000000-N","FINE GRADING","","",1,1200000,1200000]
["1044000000-E","LIME TRT SOIL (SLURRY)","","",71070,163461,2.2999999999999998]
["1066000000-E","LIME FOR LIME TREATED SOIL","","",720,118800,165]
["1099500000-E","SHALLOW UNDERCUT","","",18500,129500,7]
["1099700000-E","IV SUBGRD STABILI","","",35000,1260000,36]
["1110000000-E","STABILIZER AGG","","",2250,54750,24.333333332999999]
["1115000000-E","GEOTEXTILE FOR PVMT STABILIZ","","",57567,287835,5]
["1121000000-E","AGG BASE CRS","","",3990,138860,34.802005012999999]
["1176000000-E","SOIL CEM BASE","","",71070,156354,2.2000000000000002]
["1187000000-E","PC FOR SOIL CEM BASE","","",1955,332350,170]
["1198000000-E","AGG FOR SOIL CEM BS","","",1960,68600,35]
["1209000000-E","ASPH CURING SEAL","","",21350,68320,3.2]
["1220000000-E","INCIDENTL STONE BASE","","",1000,25000,25]
["1275000000-E","PRIME COAT","","",3105,11692.5,3.7657004829999998]
["1297000000-E","MILL ASP PVMT ***\" DTH","(1-1/2\")","",19790,54422.5,2.75]
["","","(3\")","",1480,4070,2.75]
["1330000000-E","INCIDENTAL MILLING","","",4660,40540,8.6995708149999995]
["1489000000-E","ASP CONC BASE CRS B25.0B","","",25260,1220460,48.315914489000001]
["1491000000-E","ASP CONC BASE CRS B25.0C","","",29400,1352400,46]
["1498000000-E","ASP CONC INTR CRS I19.0B","","",22130,1094250,49.446452778999998]
["1503000000-E","ASP CONC INTR CRS I19.0C","","",35700,1677900,47]
["1519000000-E","ASP CONC SURF CRS S9.5B","","",18510,965850,52.179902755000001]
["1523000000-E","ASP CONC SURF CRS S9.5C","","",27600,1462800,53]
["1524200000-E","ASP CONC SURF CRS S9.5D","","",1090,76300,70]
["1575000000-E","ASP FOR PLANT MIX","","",7925,3375725,425.95899053599999]
["1577000000-E","POLYM MOD ASP BNDR FOR PLT MIX","","",65,42250,650]
["1693000000-E","ASPH PLT MIX PVT REP","","",1160,190250,164.00862068999999]
["1840000000-E","MILL RUMBLE STRIPS","","",2430,6415.2,2.64]
["2022000000-E","SUBDRAIN EXCAV","","",1848,46200,25]
["2033000000-E","SUBDRAIN FINE AGG","","",924,50820,55]
["2044000000-E","6\" PERF SUBDRN PIPE","","",5500,77000,14]
["2070000000-N","SUBDRN PIPE OUTLET","","",11,3850,350]
["2077000000-E","6\" OUTLET PIPE","","",66,2640,40]
["2143000000-E","BLOTTING SAND","","",10,650,65]
["2209000000-E","ENDWALLS","","",55.2,71760,1300]
["2220000000-E","REINF ENDWALLS","","",36.9,88560,2400]
["2253000000-E","PIPE COLLARS","","",0.44700000000000001,581.1,1300]
["2275000000-E","FLOWABLE FILL","","",6,1800,300]
["2286000000-N","MASNRY DRNG STR","","",280,836700,2988.2142857140002]
["2297000000-E","MASNRY DRNG STR","","",3,3600,1200]
["2308000000-E","MASNRY DRNG STR","","",139.1,84363.5,606.49532710300002]
["2364000000-N","FRM W/2GRT 840.16 STD","","",29,24650,850]
["2364200000-N","FRM W/2GRT 840.20 STD","","",50,38750,775]
["2365000000-N","FRM W/2GRT 840.22 STD","","",3,2325,775]
["2366000000-N","FRM W/2GRT 840.24 STD","","",64,49600,775]
["2367000000-N","FRM W/2GRT 840.29 STD","","",24,18150,756.25]
["2374000000-N","FRM-GRT-HD 840.03 **","(E)","",18,16560,920]
["","","(F)","",37,34040,920]
["","","(G)","",39,35880,920]
["2396000000-N","FRM W/COVER STD 840.54","","",17,11645,685]
["2440000000-N","CONC TRANS SECT FOR CATCH BASIN","","",1,685,685]
["2451000000-N","CONC TRANS SECT FOR DROP INLET","","",18,12330,685]
["2462000000-E","**\" SLUICE GATE","(15\")","",1,4000,4000]
["","","(18\")","",2,8200,4100]
["","","(30\")","",1,5000,5000]
["2538000000-E","**'-**\" CONC CURB & GTR","(2'-9\")","",8650,136237.5,15.75]
["2542000000-E","1'-6\" CONC CURB & GTR","","",15730,200557.5,12.75]
["2549000000-E","2'-6\" CONC CURB & GTR","","",18400,285200,15.5]
["2556000000-E","SHDR BERM GTR","","",4660,76842.5,16.489806866999999]
["2591000000-E","4\" CONC SIDEWALK","","",6650,181212.5,27.25]
["2605000000-N","CONC CURB RAMP","","",60,93000,1550]
["2612000000-E","6\" CONC DRIVEWAY","","",210,9975,47.5]
["2619000000-E","4\" CONC PAVED DITCH","","",84,5901,70.25]
["2655000000-E","5\" MONO CONC ISLDS (KEY IN)","","",7580,388475,51.25]
["2710000000-N","CONC BARR TRAN SECT","","",1,12000,12000]
["2724000000-E","PC REINF BARR SNGL FC","","",88,11880,135]
["2752000000-E","GENERIC PAVING ITEM (LF)","MEDIAN HAZARD PROTECTION","",108,18900,175]
["2830000000-N","ADJ MHS","","",1,1250,1250]
["3000000000-N","IMPACT ATTEN 350","","",2,32000,16000]
["3030000000-E","STL BM GRDRL","","",13200,207470,15.717424242]
["3105000000-N","SBGR TERM SECT","","",6,1050,175]
["3150000000-N","ADDIT GRDRL POSTS","","",55,1255,22.818181817999999]
["3210000000-N","GR ANCH CAT-1","","",21,12075,575]
["3215000000-N","GR ANCH III","","",8,13000,1625]
["3270000000-N","GR ANCH 350","","",34,64650,1901.4705882349999]
["3285000000-N","GR ANCH M-350","","",2,3950,1975]
["3317000000-N","GR ANCH B-77","","",14,22120,1580]
["3360000000-E","REM EXT GRDRL","","",563,703.75,1.25]
["3380000000-E","TEMP STL BM GRDRL","","",537.5,5962.5,11.093023256]
["3387000000-N","TEMP GDRL ANCH UNIT**","(III)","",4,4800,1200]
["3389100000-N","TEMP GDRL ANCH UNITS 350","","",6,7000,1166.6666666670001]
["3500000000-E","WOVEN WIRE FENCE **\" FAB","(48\")","",37000,88800,2.4]
["3509000000-E","4\" TIMBER POSTS 7'-6\"LONG","","",2289,36624,16]
["3515000000-E","5\" TIMBER POSTS 8'-0\"LONG","","",646,21964,34]
["3536000000-E","CHN LK FENCE 48\" FABRIC","","",450,3600,8]
["3542000000-E","MET LINE PST 48\" FEN","","",38,1140,30]
["3548000000-E","MET TERM PST 48\" FEN","","",9,540,60]
["3557000000-E","ADDL BARBED WIRE","","",200,50,0.25]
["3564000000-E","SGL GATE **HIGH, **WIDE, **OPEN","(48\", 12', 12')","",2,1000,500]
["","","(48\", 20', 20')","",2,4000,2000]
["3628000000-E","RIP RAP, I","","",890,48950,55]
["3635000000-E","RIP RAP, II","","",55,3275,59.545454544999998]
["3649000000-E","RIP RAP, B","","",2490,124380,49.951807229000003]
["3656000000-E","GEOTEXTILE FOR DRAINGE","","",12710,38019.5,2.9913060580000002]
["3659000000-N","PREFORM SCOUR HOLE","","",2,2200,1100]
["4025000000-E","CONTR FURN, ***SIGN","(D)","",12,216,18]
["","","(E)","",11.25,202.5,18]
["4054000000-E","PLN CONC FOUNDTN","","",1,835,835]
["4057000000-E","OVERHEAD FOOTING","","",73,81030,1110]
["4060000000-E","SUPP, BRKAWY STL BM","","",1294,8281.6,6.4]
["4072000000-E","SUPP, 3-LB STL U-CHAN","","",2841,14881.95,5.2382787750000004]
["4082100000-N","SUPP, OVRHD SIGN STR*","(16+50 -RPC-)","",1,53410,53410]
["","","(21+15 -L-)","",1,56835,56835]
["","","(25+44 -L-)","",1,22190,22190]
["","","(28+17 -L-)","",1,22705,22705]
["","","(32+38 -L-)","",1,46170,46170]
["","","(46+00 -L-)","",1,21780,21780]
["4096000000-N","SIGN ERECTION, D","","",6,710,118.333333333]
["4102000000-N","SIGN ERECTION, E","","",109,6135,56.284403670000003]
["4108000000-N","SIGN ERECTION, F","","",42,7140,170]
["4110000000-N","SIGN ERECTION, *** (GRD MTD)","(A)","",2,1020,510]
["4116100000-N","SIGN ERECT, RELOC ** GRD MTD","(A)","",3,2040,680]
["4138000000-N","DISP SUPP, STL BM","","",3,1680,560]
["4152000000-N","DISP SIGN SYST STL BM","","",2,1690,845]
["4155000000-N","DISP SIGN SYST U-CHAN","","",53,3841,72.471698113000002]
["4400000000-E","WRK ZONE SIGN (STAT)","","",2464,15576,6.3214285710000002]
["4405000000-E","WRK ZONE SIGN (PORT)","","",525,7446,14.182857143]
["4410000000-E","WRK ZONE SIGN (BARR)","","",510,3570,7]
["4415000000-N","FLASH ARROW BOARD","","",4,16000,4000]
["4420000000-N","PORT CHNGE MSG SIGN","","",6,84000,14000]
["4422000000-N","PORT CHANGE MSG SIGN (SHORT TERM)","","",84,21840,260]
["4430000000-N","DRUMS","","",1070,48667,45.483177570000002]
["4435000000-N","CONES","","",80,2235,27.9375]
["4445000000-E","BARRICADES (III)","","",576,12032,20.888888889]
["4450000000-N","FLAGGER","","",288,10480,36.388888889]
["4455000000-N","FLAGGER","","",240,86400,360]
["4465000000-N","TEMP CRASH CUSHIONS","","",10,50000,5000]
["4470000000-N","RESET CRASH CUSHION","","",6,9000,1500]
["4480000000-N","TMA","","",2,36000,18000]
["4485000000-E","PORT CONC BARR","","",4200,74130,17.649999999999999]
["4490000000-E","PORT CONC BARR (ANCH)","","",200,5850,29.25]
["4500000000-E","RESET PORT CONC BAR","","",1800,6750,3.75]
["4520000000-N","TUBULAR MKR (FIXED)","","",13,1300,100]
["4590000000-E","GENERIC TRAFFIC CONTROL ITEM (LF)","WORK ZONE \"PERFORMANCE\"","PVT MKG LINES (6\")",7800,9750,1.25]
["4595000000-E","GENERIC TRAFFIC CONTROL ITEM (SF)","WORK ZONE TRAFFIC","\"PATTERN MASKING\"",437000,100510,0.23]
["4600000000-N","GENERIC TRAFFIC CONTROL ITEM (EA)","SEQUENTIAL FLASHING WARNING LIGHTS","",24,7200,300]
["4650000000-N","TEMP RAISE PVT MRKS","","",831,6648,8]
["4685000000-E","THERMO PVT MKG LINES 4\"90","","",84480,67952.800000000003,0.80436553]
["4686000000-E","THERMO PVT MKG LINES 4\"120","","",69330,62917.3,0.90750468799999995]
["4688000000-E","THERMO PVT MKG LINES,6\"90 MILS","","",5000,4950,0.99]
["4690000000-E","THERMO PVT MKG LINES 6\"120 MILS","","",2150,2558.5,1.19]
["4695000000-E","THERMO PVT MKG LINES 8\"90 MILS","","",7500,15000,2]
["4697000000-E","THERMO PVT MKG LINE 8\"120 MILS","","",4000,8000,2]
["4700000000-E","12\"WIDE THERMO 90 MILS","","",17000,59500,3.5]
["4710000000-E","24\"WIDE THERM 120MILS","","",2600,31200,12]
["4721000000-E","THERMO PVT MKG CHAR 120","","",32,2880,90]
["4725000000-E","THERM PVT SYM 90MILS","","",300,52500,175]
["4770000000-E","4\" COLD APPL PLSTIC LINES **","(II)","",3501,6651.9,1.9]
["","","(IV)","",1175,2232.5,1.9]
["4780000000-E","8\" COLD APPL PLSTIC LINES **","(II)","",30,114,3.8]
["4805000000-N","COLD APPL PLASTIC SYM **","(II)","",9,2250,250]
["4810000000-E","PAINT PVMT MKG 4\"","","",608468,75524.759999999995,0.124122813]
["4815000000-E","PAINT PVMT MKG 6\"","","",13200,2640,0.2]
["4820000000-E","PAINT PVMT MKG 8\"","","",9510,9510,1]
["4825000000-E","PAINT PVMT MKG 12\"","","",9400,9400,1]
["4835000000-E","PAINT PVT MKG LINES 24\"","","",7980,23940,3]
["4840000000-N","PAINT PVT MKG CHAR","","",20,700,35]
["4845000000-N","PAINT PVT MKG SYM","","",457,15995,35]
["4850000000-E","LINE REML 4\" WIDE","","",21000,15750,0.75]
["4855000000-E","LINE REML 6\" WIDE","","",6975,5231.25,0.75]
["4860000000-E","LINE REML 8\" WIDE","","",900,900,1]
["4870000000-E","LINE REML 24\" WIDE","","",200,600,3]
["4875000000-N","REML OF SYMB & CHAR","","",23,690,30]
["4900000000-N","PERM RAISED PVMT MKR","","",1390,11120,8]
["4905000000-N","SNOWPLB PVMT MRKER","","",84,6300,75]
["5255000000-N","PORTABLE LIGHTING","","",1,50000,50000]
["5325400000-E","4\" WATER LINE","","",132,16695.36,126.48]
["5326200000-E","12\" WATER LINE","","",494,93321.54,188.91]
["5329000000-E","DI H2O PIPE FITTINGS","","",1790,13228.1,7.39]
["5538000000-E","4\" VALVE","","",2,3100.76,1550.38]
["5546000000-E","8\" VALVE","","",5,3250,650]
["5558000000-E","12\" VALVE","","",1,3919.74,3919.74]
["5589200000-E","2\" AIR RELEASE VALVE","","",2,7000,3500]
["5672000000-N","RELOC FIRE HYDRANT","","",1,2544.52,2544.52]
["5709400000-E","8\" FORCE MAIN SEWER","","",2799,139950,50]
["5769000000-E","DI SEWER PIPE FITTINGS","","",440,704,1.6]
["5801000000-E","ABAN 8\" UTIL PIPE","","",2745,19215,7]
["5828000000-N","REM UTIL MH","","",1,1051.67,1051.67]
["5871500000-E","8\" TRENCHLESS INSTALL (IN SOIL)","","",245,26950,110]
["5871510000-E","8\" TRENCHLESS INSTALL (NOT IN SOIL)","","",245,88200,360]
["5871700000-E","12\" TRENCHLESS INSTALL (IN SOIL)","","",130,12573.6,96.72]
["5871710000-E","12\" TRENCHLESS INSTALL (NOT IN SOIL)","","",130,12573.6,96.72]
["5882000000-N","GENERIC UTIL ITEM (EA)","PRESSURE RELIEF VALVE MH","",1,11867.01,11867.01]
["6000000000-E","TEMP SILT FENCE","","",122450,232900,1.902000817]
["6006000000-E","EROS CONTRL STONE A","","",3145,171025,54.379968202999997]
["6009000000-E","EROS CONTRL STONE B","","",11755,674650,57.392598894000002]
["6012000000-E","SEDIMENT CONTROL STONE","","",27635,553105,20.014655328]
["6015000000-E","TEMP MULCHING","","",150,178600,1190.6666666670001]
["6018000000-E","SEED FOR TEMP SEED","","",7400,10802,1.4597297300000001]
["6021000000-E","FERT FOR TEMP SEED","","",40,37640,941]
["6024000000-E","TEMP SLOPE DRAINS","","",6400,248400,38.8125]
["6029000000-E","SAFETY FENCE","","",4700,8960,1.906382979]
["6030000000-E","SILT EXCAV","","",110440,1980,1.7928287000000001E-2]
["6036000000-E","MATT FOR EROS CNTRL","","",145200,218320,1.5035812669999999]
["6037000000-E","COIR FIBER MAT","","",895,6170,6.8938547489999999]
["6038000000-E","PERM SOIL REINF MAT","","",13620,105255,7.7279735680000003]
["6042000000-E","1/4\" HARDWARE CLOTH","","",16990,50970,3]
["6045000000-E","**\" TEMP PIPE","(18\")","",160,5600,35]
["6046000000-E","TEMP PIPE FOR STREAM CROSS","","",300,21000,70]
["6048000000-E","FLOAT TURBIDITY CURTAIN","","",520,1560,3]
["6069000000-E","STILLING BASINS","","",750,6750,9]
["6070000000-N","SPECIAL STILL BASINS","","",4,4000,1000]
["6071010000-E","WATTLE","","",90,1530,17]
["6071012000-E","COIR FIBER WATTLE","","",10800,75600,7]
["6071020000-E","POLYACRYLAMIDE (PAM)","","",8130,32400.3,3.9852767529999999]
["6071030000-E","COIR FIBER BAFFLE","","",9855,38677.5,3.9246575340000001]
["6071050000-E","**\" SKIMMER","(1-1/2\")","",35,74500,2128.5714285710001]
["","","(2\")","",11,26400,2400]
["","","(2-1/2\")","",2,5200,2600]
["","","(3\")","",1,3000,3000]
["6084000000-E","SEED & MULCHING","","",105,227670,2168.2857142859998]
["6087000000-E","MOWING","","",92,10620.02,115.435]
["6090000000-E","SEED FOR REPAIR SEED","","",1550,14250.5,9.1938709680000006]
["6093000000-E","FERT FOR REPAIR SEED","","",4,8815,2203.75]
["6096000000-E","SEED FOR SUPP SEED","","",2400,4950,2.0625]
["6108000000-E","FERTILIZER TOPDRESS","","",71.75,70700,985.36585365899998]
["6111000000-E","IMPERVIOUS DIKE","","",400,74000,185]
["6114500000-N","SPECIALIZD HAND MOW","","",510,12260,24.039215685999999]
["6117000000-N","RESPONSE FOR EROS CONTROL","","",113,20013,177.10619469]
["6120000000-E","CULVERT DIVERSION CHANNEL","","",1350,28350,21]
["6123000000-E","REFORESTATION","","",5.8,4550,784.48275862100002]
["6126000000-E","STREAMBANK REFORESTATION","","",0.32,1600,5000]
["6132000000-N","GENERIC EROSION CONTROL ITEM (EA)","CONC WASHOUT STR","",18,11540,641.11111111100001]
["7048500000-E","16\" PEDEST SIG HEAD 1 SEC W/CD","","",34,29580,870]
["7060000000-E","SIGNAL CABLE","","",23925,57420,2.4]
["7120000000-E","VEHICLE SIGNAL HD (12\", 3 SECT)","","",123,79950,650]
["7132000000-E","VEHICLE SIGNAL HD (12\", 4 SECT)","","",null,0]
["7144000000-E","VEHICLE SIGNAL HD (12\", 5 SECT)","","",11,12375,1125]
["7252000000-E","MESSENGER CABLE (1/4\")","","",10455,15682.5,1.5]
["7279000000-E","TRACER WIRE","","",3800,1900,0.5]
["7300000000-E","UNPAVED TRENCH (*****)","(1, 2\")","",8910,58360.5,6.55]
["7300100000-E","UNPAVED TRENCH TEMP LEADIN","","",1965,5993.25,3.05]
["7301000000-E","DIRECT DRILL (***********)","(1, 2\")","",425,6481.25,15.25]
["","","(2, 2\")","",175,2887.5,16.5]
["7324000000-N","JUNCTION BOX (STD SIZE)","","",92,25760,280]
["7348000000-N","JUNCTION BOX (OVER-SIZED, HVY-DUTY)","","",21,10605,505]
["7360000000-N","WOOD POLE","","",15,13725,915]
["7372000000-N","GUY ASSEM","","",36,10440,290]
["7408000000-E","1\" RISER W/ WEATHRHD","","",4,2560,640]
["7420000000-E","2\" RISER W/ WEATHRHD","","",12,5100,425]
["7432000000-E","2\" RISER W/ TUBING","","",10,4800,480]
["7444000000-E","INDUCT LOOP SAWCUT","","",15125,98312.5,6.5]
["7456000000-E","LEAD-IN CABLE(********)","(14-2)","",43725,74332.5,1.7]
["7481000000-N","SITE SURVEY","","",2,920,460]
["7481220000-N","CAMERA W/ INT LOOP EMUL PROCESS","","",4,16320,4080]
["7481280000-N","RELOC CAMERA SENSOR UNIT","","",2,150,75]
["7516000000-E","COMMUNICATIONS CABLE (** FIBER)","(12)","",3500,5600,1.6]
["","","(24)","",5800,9860,1.7]
["7540000000-N","SPLICE ENCLOSURE","","",5,9150,1830]
["7552000000-N","INTERCONNECT CENTER","","",7,11165,1595]
["7564000000-N","FIBER-OPTIC TRANS DROP/REP","","",7,14070,2010]
["7566000000-N","DELINEATOR MARKER","","",13,1885,145]
["7575142000-N","900MHZ RADIO","","",3,10305,3435]
["7575160000-E","REM EXT COMM CABLE","","",1200,1440,1.2]
["7576000000-N","METAL STRAIN SIGNAL POLE","","",32,213760,6680]
["7588000000-N","SGNL MAST ARM W/ METAL POLE","","",2,15750,7875]
["7590000000-N","DBL MAST ARM W/ METAL POLE","","",2,33500,16750]
["7613000000-N","SOIL TEST","","",36,30780,855]
["7614100000-E","DRILLED PIER FOUND","","",216,173880,805]
["7631000000-N","MAST ARM W/ MTL POLE DES","","",4,240,60]
["7636000000-N","SIGN FOR SIGNALS","","",38,7410,195]
["7642100000-N","I POST W/ FOUND","","",2,2260,1130]
["7642200000-N","II PED W/ FOUND","","",28,44100,1575]
["7684000000-N","SIGNAL CAB FOUND","","",10,10000,1000]
["7756000000-N","CONTLR W/ CBNT, 2070L BASE MTD","","",10,120000,12000]
["7768000000-N","CONTLR W/ CBNT, 2070L POLE MTD","","",2,22700,11350]
["7780000000-N","DETECTOR CARD(2070L)","","",69,9315,135]
["7901000000-N","CAB BASE EXTENDER","","",10,3350,335]
["7980000000-N","GENERIC SIGNAL ITEM (EA)","MICROWAVE VEHICLE DETECTOR -","SINGLE ZONE",2,2250,1125]
["8007000000-N","CM&R TEMP STR *******","(16+52.50-L-)","",1,224500,224500]
["8017000000-N","CM&R TEMP ACCESS ***","(16+52.50-L-)","",1,1,1]
["8021000000-N","REMV EXT STR **********","(16+52.50-L-)","",1,67014.759999999995,67014.759999999995]
["8035000000-N","REMV EXT STR **********","(19+77.00-Y10-)","",1,1538.45,1538.45]
["8091000000-N","FND EXCAV B** STA ***","(1,146+61.35-L-NBL)","",1,1000,1000]
["","","(1,146+61.35-L-SBL)","",1,1000,1000]
["","","(2,146+61.35-L-NBL)","",1,1000,1000]
["","","(2,146+61.35-L-SBL)","",1,1000,1000]
["","","(3,146+61.35-L-NBL)","",1,1000,1000]
["","","(3,146+61.35-L-SBL)","",1,1000,1000]
["8105560000-E","4'-0\" DRILL PIER IN SOIL","","",70.3,48321.41,687.36002844999996]
["8105660000-E","4'-0\" DRILL PIER NO SOIL","","",31,72041.210000000006,2323.91]
["8112730000-N","PDA TESTING","","",1,3400,3400]
["8113000000-N","SID INSPECTIONS","","",3,1500,500]
["8114000000-N","SPT TESTING","","",3,6000,2000]
["8115000000-N","CSL TESTING","","",1,3000,3000]
["8121000000-N","UNSTR EXCAV STA *****","(16+52.50-L-)","",1,4500,4500]
["8126000000-N","CULV EXCAV @ ********","(179+55.00-L-)","",1,1185.73,1185.73]
["","","(19+77.00-Y10-)","",1,2973.13,2973.13]
["","","(96+88.00 -L-)","",1,12850.76,12850.76]
["8133000000-E","FND CONDIT MAT, BOX CULV","","",888,31080,35]
["8147000000-E","REINF CONC DECK SLAB","","",46347,1729670.04,37.32]
["8161000000-E","GROOVING BRG FLOOR","","",42545,25952.45,0.61]
["8182000000-E","A CONC (BRG)","","",931.2,1055480.3999999999,1133.4626288659999]
["8196000000-E","A CONC (CULV)","","",1200.5999999999999,528480.11,440.18000166600001]
["8210000000-N","BRG APPR SLAB ********","(146+61.35-L-NBL)","",1,65000,65000]
["","","(146+61.35-L-SBL)","",1,65000,65000]
["","","(16+52.50-L-)","",1,25450,25450]
["","","(26+54.73-NBL-)","",1,130000,130000]
["8217000000-E","REINF STL (BRG)","","",151884,152366.39999999999,1.0031761079999999]
["8238000000-E","SPIRAL COL REINF STL BRG","","",14778,29556,2]
["8245000000-E","REINF STL (CULVERT)","","",142445,142445,1]
["8277000000-E","72\" MOD PRESTR CONC GIRDR","","",3901.13,1560452,400]
["8280000000-E","STRURAL STL","","",446250,1600000,3.585434174]
["8328200000-E","PILE DRV EQUIP SETUP ** STL PILES","(HP 12 X 53)","",132,45540,345]
["","","(HP12 X 53)","",16,7360,460]
["8364000000-E","HP12X53 PILES","","",9080,476256,52.451101322]
["8475000000-E","TWO BAR METAL RAIL","","",627.38,41675.480000000003,66.427810895999997]
["8503000000-E","CONC BARR RAIL","","",2050.4,184536,90]
["8517000000-E","1'-**\"X**\"CONC PARAPET","(1'-2\" X 2'-6\")","",243.69,19495.2,80]
["","","(1'-2\" X 2'-9 1/2\")","",170,19330.7,113.71]
["","","(1'-2\" X 3'-0 1/2\")","",243.69,19495.2,80]
["8531000000-E","4\" SLOPE PROTECTION","","",905,135750,150]
["8608000000-E","RIP RAP II (2'-0\")","","",155,155,1]
["8622000000-E","GEOTEXTILE FOR DRNG","","",175,437.5,2.5]
["8657000000-N","ELASTOMERIC BEARING","","",2,77825,38912.5]
["8706000000-N","EXPAN JOINT SEALS","","",1,250000,250000]
["8727000000-N","ELEC CONDUIT SYS SIGNAL ******","(146+61.35-L- NBL)","",1,65000,65000]
["8753100000-E","3'-0\"X 2'-9\" PRESTR BOX BEAM","","",1190,275782.5,231.75]
["8801000000-E","MSE RETAIN WALL NO **","(1)","",3449,448370,130]
["","","(2)","",4617,623295,135]
["8802030000-E","SEGMENTAL GRAV RETAIN WALLS","","",263,7890,30]
["8860000000-N","GENERIC STR ITEM (LS)","ASBESTOS ASSESSMT","",1,3375,3375]
["8867000000-E","GENERIC STR ITEM (LF)","TWO BAR METAL RAIL RETROFIT","",426.69,78937.649999999994,185]

{"sheet":"ITEMS - DIV 8","index":10,"n_rows":77,"n_cols":8,"rows_kept":77,"cut":false,"hidden":false,"merged":[[0,0,0,6]]}
["2017 JAN - JUN BID AVERAGES  -  DIVISION 8",null,null,null,null,null,null,1]
["Item #","Item Description ","Item Supplemental Description","Item Supplemental Description 2","Item Quantity","Extended Amt","Average Unit Bid"]
["0000100000-N","MOBILI","","",9,879625,97736.111111110993]
["0241000000-E","GENERIC GRADING ITEM (SY)","SOIL CEM BASE (FULL DEPTH","RECLAMATION)",2607,24114.75,9.25]
["0255000000-E","GENERIC GRADING ITEM (TON)","AGG SHDR BORROW","",45732,947428,20.716959677999998]
["1187000000-E","PC FOR SOIL CEM BASE","","",78,17550,225]
["1243000000-E","SHDR CONST","","",4.97,14910,3000]
["1245000000-E","SHDR RECONST","","",279.35000000000002,516696.88,1849.6398066940001]
["1297000000-E","MILL ASP PVMT ***\" DTH","(1-1/2\")","",556446,917586.56,1.6490127699999999]
["","","(1-1/4\")","",5850,10530,1.8]
["","","(2-1/2\")","",14311,40786.35,2.85]
["","","(3\")","",9574,26318.400000000001,2.7489450600000001]
["1308000000-E","MILL ASPH PVT *** - ****","(0\" TO 1-1/2\")","",3335,11745,3.5217391299999998]
["1330000000-E","INCIDENTAL MILLING","","",44196,311809.01,7.0551409630000004]
["1489000000-E","ASP CONC BASE CRS B25.0B","","",2500,150000,60]
["1498000000-E","ASP CONC INTR CRS I19.0B","","",7478,346696.5,46.362195774]
["1519000000-E","ASP CONC SURF CRS S9.5B","","",125243,5775500,46.114353696000002]
["1520000000-E","ASP CONC SURF CRS S9.5B LEVEL","","",1060,68370,64.5]
["1523000000-E","ASP CONC SURF CRS S9.5C","","",25060,983224.5,39.234816441]
["1525000000-E","ASP CONC SURF CRS SF9.5A","","",95826,4630318.75,48.320067100999999]
["1526000000-E","ASP CONC SURF CRS S4.75A","","",570,29070,51]
["1575000000-E","ASP FOR PLANT MIX","","",15992,4604210.18,287.90708979499999]
["1704000000-E","PATCHING EXT PVT","","",37279,3957825,106.16768153700001]
["1775500000-E","AST, MAT COAT *STONE","(67)","",98350,108185,1.1000000000000001]
["","","(78)","",59800,53820,0.9]
["","","(67)","",137600,94665,0.68797238400000005]
["","","(78)","",34500,33465,0.97]
["","","(78M)","",19515,16587.75,0.85]
["1814500000-E","AST, SINGLE SEAL","","",77269,104313.15,1.35]
["1838000000-E","EMULSION FOR AST","","",161322,266754.09999999998,1.6535506630000001]
["1838500000-N","VACUUM TRUCK","","",6,17500,2916.6666666669998]
["1840000000-E","MILL RUMBLE STRIPS","","",218499,24204.5,0.11077625100000001]
["1880000000-E","GENERIC PAV ITEM(TON)","JOINT REPAIR","",750,138750,185]
["1881000000-E","GENERIC PAVING ITEM (LF)","MILL RUMBLE STRIPS, ASPH","CONC (CENTERLINE)",103510,10351,0.1]
["1891000000-E","GENERIC PAVING ITEM (SY)","LATEX MOD MICROSURFACING,II","",242260,578887.14,2.3895283580000002]
["2605000000-N","CONC CURB RAMP","","",2,3000,1500]
["2738000000-E","GENERIC PAVING ITEM (SY)","LATEX MOD MICROSURFACING, TYPEII","",143075,316195.75,2.21]
["2830000000-N","ADJ MHS","","",24,23600,983.33333333300004]
["2845000000-N","ADJ METER OR VALVE BOXES","","",37,30900,835.13513513500004]
["3270000000-N","GR ANCH 350","","",1,2800,2800]
["3285000000-N","GR ANCH M-350","","",2,5300,2650]
["3345000000-E","REM & RESET GRDRL","","",350,5250,15]
["4413000000-E","WORK ZONE ADV/GEN WARN SIGN","","",26224,165083.84,6.2951433799999998]
["4457000000-N","TEMP TRAF CNTRL (SP)","","",9,392508.52,43612.057777777998]
["4510000000-N","LAW ENFORCEM","","",279,13005,46.612903226]
["4685000000-E","THERMO PVT MKG LINES 4\"90","","",1843343,783583.09,0.42508805500000002]
["4686000000-E","THERMO PVT MKG LINES 4\"120","","",1474167,834787.23,0.56627724700000004]
["4688000000-E","THERMO PVT MKG LINES,6\"90 MILS","","",70631,55798.49,0.79]
["4690000000-E","THERMO PVT MKG LINES 6\"120 MILS","","",8665,7711.85,0.89]
["4695000000-E","THERMO PVT MKG LINES 8\"90 MILS","","",3870,11027.2,2.8494056849999998]
["4697000000-E","THERMO PVT MKG LINE 8\"120 MILS","","",300,1005,3.35]
["4700000000-E","12\"WIDE THERM 90MILS","","",5901,14077,2.3855278769999999]
["4705000000-E","THERM LINES 16\"120MIL","","",1035,9765,9.4347826090000009]
["4710000000-E","24\"WIDE THERM 120MILS","","",2813,29300,10.415926058]
["4721000000-E","THERMO PVT MKG CHAR 120","","",131,12915,98.587786260000001]
["4725000000-E","THERM PVT SYM 90MILS","","",212,24849.32,117.213773585]
["4770000000-E","4\" COLD APPL PLSTIC LINES **","(II)","",5968,11485.6,1.924530831]
["4810000000-E","PAINT PVMT MKG 4\"","","",507033,84213.35,0.16609047099999999]
["4815000000-E","PAINT PVMT MKG 6\"","","",79338,11900.7,0.15]
["4820000000-E","PAINT PVMT MKG 8\"","","",2220,1110,0.5]
["4825000000-E","PAINT PVMT MKG 12\"","","",3896,1948,0.5]
["4835000000-E","PAINT PVT MKG LINE24\"","","",524,1927,3.6774809159999999]
["4850000000-E","LINE REML 4\" WIDE","","",460113,55878.13,0.121444363]
["4860000000-E","LINE REML 8\" WIDE","","",1280,740,0.578125]
["4870000000-E","LINE REML 24\" WIDE","","",785,1775,2.2611464969999999]
["4875000000-N","REML OF SYMB & CHAR","","",53,1475,27.830188678999999]
["4890000000-E","GENERIC PVT MKG ITEM (LF)","HOT SPRAY THERMO","PVT MKG LINES, 4\", 50MILS",259235,67401.100000000006,0.26]
["","","HOT SPRAY THERMO PAVE-","MENT MKG LINES (12\", 50MILS)",300,300,1]
["","","","MENT MKG LINES (4\", 50 MILS)",54110,16774.099999999999,0.31]
["","","","MENT MKG LINES (4\", 50MILS)",133975,40192.5,0.3]
["","","","MENT MKG LINES (4\", 50MIL)",17055,5969.25,0.35]
["","","THERMO PVT MKG","LINES, 4\" 120 MILS (RUMBLE STRIPS)",111685,63660.45,0.56999999999999995]
["4900000000-N","PERM RAISED PVMT MKR","","",6882,34886.5,5.0692385929999997]
["4905000000-N","SNOWPLB PVMT MRKER","","",5822,169020.57,29.031358640000001]
["7060000000-E","SIGNAL CABLE","","",1000,5650,5.65]
["7444000000-E","INDUCT LOOP SAWCUT","","",2400,9890,4.1208333330000002]
["7456000000-E","LEAD-IN CABLE(********)","(14-2)","",900,1800,2]

{"sheet":"ITEMS - DIV 9","index":11,"n_rows":333,"n_cols":8,"rows_kept":333,"cut":false,"hidden":false,"merged":[[0,0,0,6]]}
["2017 JAN - JUN BID AVERAGES  -  DIVISION 9",null,null,null,null,null,null,1]
["Item #","Item Description ","Item Supplemental Description","Item Supplemental Description 2","Item Quantity","Extended Amt","Average Unit Bid"]
["0000100000-N","MOBILI","","",8,5282996,660374.5]
["0000400000-N","CONST SURVEYING","","",2,275000,137500]
["0000900000-N","GENERIC MISC ITEM (LS)","DESIGN & CONST","",1,3939159,3939159]
["","","DESIGN & CONST OF","BRG",1,2196360,2196360]
["","","DESIGN & CONST OF BRGS","",1,2997693.97,2997693.97]
["0000915000-N","GENERIC MISC ITEM (EA)","END BENT STR 280031","",2,139500,69750]
["","","END BENT STR 280055","",2,104500,52250]
["","","END BENT STR 280082","",2,106200,53100]
["","","END BENT STR 290050","",2,51130,25565]
["","","END BENT STR 290078","",2,52450,26225]
["","","END BENT STR 790061","",2,45936.78,22968.39]
["","","END BENT STR 790063","",2,92751.88,46375.94]
["","","INTERIOR BENT CAP STR","280031",2,139500,69750]
["","","","280082",1,53100,53100]
["","","","290050",2,51130,25565]
["","","","290078",2,52450,26225]
["","","","790061",2,43819.06,21909.53]
["","","RIGHT OF WAY ACQUISIT","",14,80000,5714.2857142860003]
["0000930000-E","GENERIC MISC ITEM (LF)","AVE FOUND LGTH @ END","BENT 1 STR 790061",20,6582.2,329.11]
["","","","BENT 1 STR 790063",25,9543.25,381.73]
["","","","BENT 1 STR 280031",10,41000,4100]
["","","","BENT 1 STR 280055",15,15,1]
["","","","BENT 1 STR 280082",10,44000,4400]
["","","","BENT 1 STR 290050",35,35,1]
["","","","BENT 1 STR 290078",40,40,1]
["","","","BENT 2 STR 790061",25,7373.75,294.95]
["","","","BENT 2 STR 790063",30,10550.4,351.68]
["","","","BENT 2 STR 280031",20,11400,570]
["","","","BENT 2 STR 280055",15,15,1]
["","","","BENT 2 STR 280082",10,45000,4500]
["","","","BENT 2 STR 290050",40,40,1]
["","","","BENT 2 STR 290078",45,45,1]
["","","AVE FOUND LGTH AT INT-"," BENT 1 STR 280031",30,30,1]
["","",""," BENT 1 STR 280082",30,30,1]
["","",""," BENT 1 STR 290050",50,187500,3750]
["","",""," BENT 1 STR 290078",55,202125,3675]
["","",""," BENT 2 STR 280031",30,30,1]
["","",""," BENT 2 STR 290050",50,187500,3750]
["","",""," BENT 2 STR 290078",55,202125,3675]
["","","AVE FOUND LGTH AT INT"," BENT 1 STR 790061",45,91638,2036.4]
["","",""," BENT 2 STR 790061",45,91638,2036.4]
["","","BRG LGTH STR","280031",170,514250,3025]
["","","","280055",100,480000,4800]
["","","","280082",140,562100,4015]
["","","","290050",165,382800,2320]
["","","","290078",230,631350,2745]
["","","","790061",225,997416,4432.96]
["","","","790063",125,351421.25,2811.37]
["0000960000-E","GENERIC MISC ITEM (SY)","PVT REPLM","",35486,6990742,197]
["0022000000-E","UNCL EXCAV","","",75520,585280,7.75]
["0030000000-N","BRG APP SUB REG TIER*","(22+12.00)","",1,12000,12000]
["0036000000-E","UNDERCUT EXCAV","","",7300,113000,15.479452054999999]
["0043000000-N","GRADING","","",1,1300000,1300000]
["0050000000-E","SUPP CLEAR & GRUB","","",2,10100,5050]
["0057000000-E","UNDERCUT EXCAV","","",4100,49200,12]
["0063000000-N","GRADING","","",1,140000,140000]
["0098000000-E","PRE-SPLITTING OF ROCK","","",50,10000,200]
["0106000000-E","BORROW EXCAV","","",35464,546556,15.411572298999999]
["0134000000-E","DRNG DITCH EXCAV","","",890,10600,11.910112359999999]
["0156000000-E","REML OF EXT ASPH PVT","","",106490,425960,4]
["0163000000-E","REML OF EXT CONC PVT","","",8000,200000,25]
["0194000000-E","SEL GRANULAR MATL, III","","",50,1750,35]
["0195000000-E","SEL GRANULAR MATL","","",4400,113000,25.681818182000001]
["0196000000-E","GEOTEXTILE SOIL STAB","","",40570,93542.5,2.3057061870000002]
["0199000000-E","TEMP SHORING","","",148,5920,40]
["0255000000-E","GENERIC GRADING ITEM (TON)","AGG BASE CRS FOR","BACKFILL",1500,48000,32]
["","","HAUL & DISP OF PETROLM"," CONTAMINATED SOIL",100,17500,175]
["0314000000-E","SELECT MATL **","(IV)","",4000,160000,40]
["0318000000-E","FND CONDIT MATL MINOR STRS","","",1150,46920,40.799999999999997]
["0320000000-E","FND CONDIT GEOTEXTLE","","",3550,10228,2.881126761]
["0335200000-E","15\" DRNG PIPE","","",1148,44397.2,38.673519163999998]
["0335300000-E","18\" DRNG PIPE","","",460,20493,44.55]
["0335850000-E","**\" DRNG PIPE ELB","(15\")","",4,2400,600]
["0343000000-E","15\" SIDE DRAIN PIPE","","",4996,189270.6,37.884427541999997]
["0344000000-E","18\" SIDE DRAIN PIPE","","",366,16598.099999999999,45.35]
["0345000000-E","24\" SIDE DRAIN PIPE","","",28,1540,55]
["0354000000-E","***\" RC PIPE CULV *****","(15\", V)","",100,5135,51.35]
["","","(18\", V)","",892,56686.6,63.55]
["","","(24\", V)","",408,34272,84]
["","","(30\", V)","",64,6720,105]
["0366000000-E","15\" RC PIPE CULV III","","",362,22444,62]
["0372000000-E","18\" RC PIPE CULV III","","",492,20172,41]
["0378000000-E","24\" RC PIPE CULV III","","",204,14400,70.588235294]
["0396000000-E","42\" RC PIPE CULV III","","",92,11500,125]
["0408000000-E","54\" RC PIPE CULV III","","",60,15300,255]
["0414000000-E","60\" RC PIPE CULV III","","",60,18900,315]
["0448000000-E","***\" RCP CULV IV","(54\")","",52,15600,300]
["0448200000-E","15\" RCP CULV IV","","",8,674,84.25]
["0448300000-E","18\" RCP CULV IV","","",440,21714,49.35]
["0448400000-E","24\" RCP CULV IV","","",136,9091.6,66.849999999999994]
["0448700000-E","42\" RCP CULV IV","","",148,21748.6,146.94999999999999]
["0995000000-E","PIPE REML","","",6839,95214,13.922210850000001]
["0996000000-N","PIPE CLEAN-OUT","","",1,1000,1000]
["1011000000-N","FINE GRADING","","",1,2500000,2500000]
["1099500000-E","SHALLOW UNDERCUT","","",10035,123515.25,12.308445441]
["1099700000-E","IV SUBGRD STABILI","","",19665,601950,30.610221204999998]
["1110000000-E","STABILIZER AGG","","",1000,33000,33]
["1121000000-E","AGG BASE CRS","","",133,4655,35]
["1220000000-E","INCIDENTL STONE BASE","","",25645,705598.81,27.514088906000001]
["1245000000-E","SHDR RECONST","","",81.48,155060.25,1903.0467599409999]
["1297000000-E","MILL ASP PVMT ***\" DTH","(1-1/2\")","",223016,315448.65000000002,1.414466451]
["","","(2\")","",282527,385650.15,1.3650028139999999]
["","","(2-1/2\")","",78400,294000,3.75]
["","","(6\")","",39504,187644,4.75]
["1308000000-E","MILLN ASPH PVMT ** - **","(0\" TO 1-1/2\")","",24386,77940,3.1960961210000001]
["1330000000-E","INCIDENTAL MILLING","","",19026,145297.75,7.6367996429999998]
["1489000000-E","ASP CONC BASE CRS B25.0B","","",28740,1482788.6,51.593201112999999]
["1491000000-E","ASP CONC BASE CRS B25.0C","","",103110,4846170,47]
["1498000000-E","ASP CONC INTR CRS I19.0B","","",26316,1464638.2,55.655806353999999]
["1503000000-E","ASP CONC INTR CRS I19.0C","","",27320,1311360,48]
["1508000000-E","ASP CONC INTR CRS I19.0D","","",53170,2552160,48]
["1519000000-E","ASP CONC SURF CRS S9.5B","","",71569,3391090.4,47.382112366999998]
["1523000000-E","ASP CONC SURF CRS S9.5C","","",52795,2202839.4,41.724394355999998]
["1524200000-E","ASP CONC SURF CRS S9.5D","","",51080,2451840,48]
["1525000000-E","ASP CONC SURF CRS SF9.5A","","",9733,409064,42.028562622000003]
["1525100000-E","ASP CONC SURF CRS SF9.5A LEVEL","","",250,14000,56]
["1575000000-E","ASP FOR PLANT MIX","","",18858,7106032.5,376.81792873099999]
["1577000000-E","POLYM MOD ASP BNDR FOR PLT MIX","","",3211,1623260,505.53098723099998]
["1693000000-E","ASPH PLT MIX PVT REP","","",760,131950,173.61842105299999]
["1704000000-E","PATCHING EXT PVT","","",1454,132314,91]
["1748500000-E","AST, MAT & SINGLE SEAL","","",43234,49058.9,1.134729611]
["1838000000-E","EMULSION FOR AST","","",21618,33928.5,1.569456009]
["1839140000-E","ULTRATHIN BOND WEAR CRS","","",5686,437822,77]
["1840000000-E","MILL RUMBLE STRIPS","","",181784,30415.200000000001,0.16731505499999999]
["1891000000-E","GENERIC PAV ITEM (SY)","8\" CONTINUOUSLY REINF","CONC PVT REPAIR",3050,2638250,865]
["","","FINE MILLING (5/8\")","",147686,221529,1.5]
["1891500000-N","GENERIC PAV ITEM (LS)","10\" CONC SLEEPER SLAB","",1,120000,120000]
["2000000000-N","RIGHT OF WAY MKR","","",205,31849,155.36097561]
["2022000000-E","SUBDRAIN EXCAV","","",24,240,10]
["2026000000-E","GEOTEXTILE FOR SUBSURF DRNS","","",100,200,2]
["2036000000-E","SUBDRN COARSE AGG","","",18,450,25]
["2044000000-E","6\" PERF SUBDRN PIPE","","",100,600,6]
["2070000000-N","SUBDRN PIPE OUTLET","","",1,300,300]
["2077000000-E","6\" OUTLET PIPE","","",6,36,6]
["2099000000-E","SHDR DRAIN","","",34200,288990,8.4499999999999993]
["2110000000-E","4\" SHDR DRAIN PIPE","","",34200,51300,1.5]
["2121000000-E","4\" OUTLET PIPE FOR SHDR DRN","","",2800,26600,9.5]
["2132000000-N","CONC PAD SHLDR DRN OUTLET","","",90,40050,445]
["2190000000-N","TEMP STL PLT COVER FOR MDS","","",4,7600,1900]
["2209000000-E","ENDWALLS","","",12,19200,1600]
["2220000000-E","REINF ENDWALLS","","",29.8,58110,1950]
["2253000000-E","PIPE COLLARS","","",0.95199999999999996,3332,3500]
["2286000000-N","MASNRY DRNG STR","","",23,55700,2421.7391304349999]
["2308000000-E","MASNRY DRNG STR","","",4.5,2340,520]
["2364000000-N","FRM W/2GRT 840.16 STD","","",1,725,725]
["2365000000-N","FRM W/2GRT 840.22 STD","","",4,4000,1000]
["2366000000-N","FRM W/2GRT 840.24 STD","","",17,11645,685]
["2367000000-N","FRM W/2GRT 840.29 STD","","",1,450,450]
["2535000000-E","**\"X**\" CONC CURB","(8\" x 18\")","",60,1296,21.6]
["2549000000-E","2'-6\" CONC CURB & GTR","","",640,15128,23.637499999999999]
["2556000000-E","SHDR BERM GTR","","",145,3944,27.2]
["2612000000-E","6\" CONC DRIVEWAY","","",7190,474540,66]
["2815000000-N","ADJ DROP INLETS","","",8,8680,1085]
["2830000000-N","ADJ MHS","","",182,120955,664.58791208800005]
["2845000000-N","ADJ METER OR VALVE BOXES","","",193,124645,645.82901554399996]
["3030000000-E","STL BM GRDRL","","",22287.5,324288.13,14.550224565000001]
["3045000000-E","SBGR SHOP CURVED","","",150,2970,19.8]
["3150000000-N","ADDIT GRDRL POSTS","","",35,1980,56.571428570999998]
["3195000000-N","GR ANCH AT-1","","",4,2200,550]
["3210000000-N","GR ANCH CAT-1","","",23,11500,500]
["3215000000-N","GR ANCH III","","",4,5900,1475]
["3270000000-N","GR ANCH 350","","",58,117310,2022.586206897]
["3285000000-N","GR ANCH M-350","","",8,13600,1700]
["3317000000-N","GR ANCH B-77","","",4,6930,1732.5]
["3319000000-N","GR ANCH B-83","","",16,27200,1700]
["3347000000-E","REM & RESET GUIDERL","","",1000,3000,3]
["3360000000-E","REM EXT GRDRL","","",20865,11065.5,0.53033788599999998]
["3365000000-E","REM EXT GUIDERL","","",3000,4500,1.5]
["3387000000-N","TEMP GDRL ANCH UNIT**","(W-BEAM)","",2,1800,900]
["3389200000-E","CABLE GUIDERL","","",3000,22500,7.5]
["3389500000-N","ADDL GUIDERL POSTS","","",10,250,25]
["3389600000-N","CBL GUIDERL ANCH UNIT","","",12,19200,1600]
["3595000000-E","RELAPPING GRDRL","","",1000,3000,3]
["3628000000-E","RIP RAP, I","","",340,16320,48]
["3635000000-E","RIP RAP, II","","",140,6675,47.678571429000002]
["3649000000-E","RIP RAP, B","","",319,15120,47.398119121999997]
["3656000000-E","GEOTEXTILE FOR DRNGE","","",4555,13320,2.9242590559999999]
["3659000000-N","PREFORM SCOUR HOLE","","",1,1000,1000]
["4025000000-E","CONTR FURN, ***SIGN","(D)","",12,180,15]
["","","(E)","",9,135,15]
["4072000000-E","SUPP, 3-LB STL U-CHAN","","",1920,10902.12,5.6781874999999999]
["4096000000-N","SIGN ERECTION, D","","",4,525,131.25]
["4102000000-N","SIGN ERECTION, E","","",135,11172.5,82.759259259000004]
["4155000000-N","DISP SIGN SYST U-CHAN","","",85,463,5.447058824]
["4400000000-E","WRK ZONE SIGN (STAT)","","",3872,30884.09,7.9762629130000002]
["4405000000-E","WRK ZONE SIGN (PORT)","","",1064,9337.44,8.7757894739999998]
["4410000000-E","WRK ZONE SIGN (BARR)","","",614,5718.04,9.3127687300000002]
["4413000000-E","WORK ZONE ADV/GEN WARN SIGN","","",5144,29267,5.689541213]
["4415000000-N","FLASH ARROW BOARD","","",4,14800,3700]
["4420000000-N","PORT CHNGE MSG SIGN","","",14,172000,12285.714285714001]
["4430000000-N","DRUMS","","",508,33365,65.679133858]
["4435000000-N","CONES","","",120,5200,43.333333332999999]
["4445000000-E","BARRICADES (III)","","",632,15148.8,23.969620252999999]
["4450000000-N","FLAGGER","","",160,5600,35]
["4455000000-N","FLAGGER","","",673,116085,172.48885586899999]
["4457000000-N","TEMP TRAF CNTROL(SP)","","",2,190000,95000]
["4465000000-N","TEMP CRASH CUSHIONS","","",4,22000,5500]
["4470000000-N","RESET CRASH CUSHION","","",29,46400,1600]
["4480000000-N","TMA","","",4,29600,7400]
["4485000000-E","PORT CONC BARR","","",15284,260748,17.060193667]
["4500000000-E","RESET PORT CONC BAR","","",79600,199000,2.5]
["4510000000-N","LAW ENFORCEM","","",552,23200,42.028985507000002]
["4516000000-N","SKINNY DRUM","","",300,15500,51.666666667000001]
["4650000000-N","TEMP RAISE PVMT MRKS","","",2202,15673.72,7.1179473209999999]
["4685000000-E","THERMO PVT MKG LINES 4\"90","","",224719,122416.62,0.54475420399999996]
["4686000000-E","THERMO PVT MKG LINES 4\"120","","",317363,208952.95999999999,0.658403658]
["4695000000-E","THERMO PVT MKG LINES 8\"90 MILS","","",4216,12676.2,3.006688805]
["4697000000-E","THERMO PVT MKG LINE 8\"120 MILS","","",702,2281.5,3.25]
["4700000000-E","12\"WIDE THERM 90 MILS","","",1330,4362.3999999999996,3.28]
["4705000000-E","THERMO LINES 16\" 120MILS","","",1050,7902.5,7.526190476]
["4710000000-E","24\"WIDE THERM 120MILS","","",5365,40836.49,7.6116477170000003]
["4721000000-E","THERMO PVT MKG CHAR 120","","",200,20982.080000000002,104.9104]
["4725000000-E","THERM PVT SYM 90MILS","","",731,76989.06,105.320191518]
["4770000000-E","4\" COLD APPL PLSTIC LINES **","(II)","",611,1955.2,3.2]
["","","(IV)","",612,1958.4,3.2]
["4775000000-E","6\" COLD APPL PLSTIC LINES **","(IV)","",13620,26559,1.95]
["4805000000-N","COLD APPL PLASTIC SYM **","(II)","",30,17250,575]
["4810000000-E","PAINT PVMT MKG 4\"","","",932117,195340.82,0.209566846]
["4815000000-E","PAINT PVMT MKG 6\"","","",745398,201451.51,0.27026033100000002]
["4820000000-E","PAINT PVMT MKG 8\"","","",4755,4688.25,0.98596214500000001]
["4825000000-E","PAINT PVMT MKG 12\"","","",19774,13109,0.66294123599999999]
["4830000000-E","PAINT PVT MKG LINE16\"","","",650,2379,3.66]
["4835000000-E","PAINT PVT MKG LINE24\"","","",4487,14832.68,3.305700914]
["4840000000-N","PAINT PVT MKG CHAR","","",118,4936.92,41.838305085000002]
["4845000000-N","PAINT PVT MKG SYM","","",324,14305.78,44.153641974999999]
["4847000000-E","POLYUREA LINES (4\" *****)","(HIGHLY REFLECTIVE ELEMENTS)","",608311,548946,0.90241011599999998]
["4847100000-E","POLYUREA LINES (6\" *****)","(HIGHLY REFLECTIVE ELEMENTS)","",310193,327445.11,1.055617341]
["4847110000-E","POLYUREA LINES (8\" *****)","(HIGHLY REFLECTIVE ELEMENTS)","",3103,9739.64,3.1387818240000001]
["4847120000-E","POLYUREA LINES (12\" *****)","(HIGHLY REFLECTIVE ELEMENTS)","",12615,37352.5,2.9609591759999998]
["4850000000-E","LINE REML 4\" WIDE","","",2696,2938.64,1.0900000000000001]
["4855000000-E","LINE REML 6\" WIDE","","",202623,92178.76,0.454927427]
["4865000000-E","LINE REML 12\" WIDE","","",3520,3062.4,0.87]
["4875000000-N","REML OF SYMB & CHAR","","",9,450,50]
["4900000000-N","PERM RAISED PVMT MKR","","",128,1738,13.578125]
["4905000000-N","SNOWPLB PVMT MRKER","","",4837,128452.13,26.556156709]
["5255000000-N","PORTABLE LIGHTING","","",1,10000,10000]
["6000000000-E","TEMP SILT FENCE","","",80324,124419.75,1.548973532]
["6006000000-E","EROS CONTRL STONE A","","",1915,82970,43.326370756999999]
["6009000000-E","EROS CONTRL STONE B","","",13955,630375,45.171981369000001]
["6012000000-E","SEDIMENT CONTROL STONE","","",4610,198335,43.022776573000002]
["6015000000-E","TEMP MULCHING","","",169.5,177030,1044.424778761]
["6018000000-E","SEED FOR TEMP SEED","","",8200,11110,1.3548780490000001]
["6021000000-E","FERT FOR TEMP SEED","","",44,15544,353.27272727299999]
["6024000000-E","TEMP SLOPE DRAINS","","",1680,30150,17.946428570999998]
["6029000000-E","SAFETY FENCE","","",7000,13952,1.993142857]
["6030000000-E","SILT EXCAV","","",13880,134810,9.7125360230000002]
["6036000000-E","MATT FOR EROS CNTRL","","",198550,211180,1.063611181]
["6037000000-E","COIR FIBER MAT","","",620,3676,5.9290322580000003]
["6038000000-E","PERM SOIL REINF MAT","","",17525,61752,3.5236519259999999]
["6042000000-E","1/4\" HARDWARE CLOTH","","",2425,8580,3.5381443300000002]
["6045000000-E","**\" TEMP PIPE","(24\")","",430,15050,35]
["6048000000-E","FLOAT TURBIDITY CURTAIN","","",130,6500,50]
["6069000000-E","STILLING BASINS","","",550,11000,20]
["6070000000-N","SPECIAL STILL BASINS","","",9,3600,400]
["6071010000-E","WATTLE","","",2319,8962.07,3.864626994]
["6071012000-E","COIR FIBER WATTLE","","",6550,42865,6.544274809]
["6071020000-E","POLYACRYLAMIDE (PAM)","","",3905,17299,4.4299615880000003]
["6071030000-E","COIR FIBER BAFFLE","","",3355,14891.5,4.4385991059999998]
["6071050000-E","**\" SKIMMER","(1-1/2\")","",25,33200,1328]
["6084000000-E","SEED & MULCHING","","",97,166200,1713.402061856]
["6087000000-E","MOWING","","",83,13000,156.62650602400001]
["6090000000-E","SEED FOR REPAIR SEED","","",2100,4410,2.1]
["6093000000-E","FERT FOR REPAIR SEED","","",5,4292.5,858.5]
["6096000000-E","SEED FOR SUPP SEED","","",2850,8970,3.1473684209999999]
["6108000000-E","FERTILIZER TOPDRESS","","",85,58728.75,690.92647058800003]
["6111000000-E","IMPERVIOUS DIKE","","",300,15000,50]
["6114500000-N","SPECIALIZD HAND MOW","","",145,11950,82.413793103000003]
["6117000000-N","RESPONSE FOR EROS CONTROL","","",215,16500,76.744186046999999]
["6123000000-E","REFORESTATION","","",0.2,638,3190]
["6132000000-N","GENERIC EROSION CONTROL ITEM (EA)","CONC WASHOUT STR","",20,17800,890]
["7060000000-E","SIGNAL CABLE","","",450,1246.5,2.77]
["7108000000-E","VEHICLE SIGNAL HD (12\", 1 SECT)","","",8,4047.2,505.9]
["7264000000-E","MESSENGER CABLE (3/8\")","","",100,617,6.17]
["7360000000-N","WOOD POLE","","",2,3555.78,1777.89]
["7372000000-N","GUY ASSEM","","",2,1683.86,841.93]
["7408000000-E","1\" RISER W/ WEATHRHD","","",1,360.98,360.98]
["7420000000-E","2\" RISER W/ WEATHRHD","","",1,544.66999999999996,544.66999999999996]
["7636000000-N","SIGN FOR SIGNALS","","",4,1601.88,400.47]
["7912000000-N","BEACON CNTRL ASSM & CBNT *****","(F1)","",1,4324.07,4324.07]
["8017000000-N","CM&R TEMP ACCESS ****","(22+12.00-L-)","",1,75000,75000]
["8021000000-N","REMV EXT STR **********","(22+12.00-L-)","",1,55000,55000]
["8105520000-E","3'-0\" DRILL PIER IN SOIL","","",55,49775,905]
["8105620000-E","3'-0\" DRILL PIER NO SOIL","","",23,20815,905]
["8111200000-E","PERM STL CASING FOR 3' PIER","","",36,360,10]
["8113000000-N","SID INSPECTIONS","","",3,1500,500]
["8114000000-N","SPT TESTING","","",1,1000,1000]
["8115000000-N","CSL TESTING","","",1,2450,2450]
["8121000000-N","UNSTR EXCAV STA *****","(22+12.00-L-)","",1,44350,44350]
["8126000000-N","CULV EXCAV @ *******","(179+65.00-L-)","",1,21202.5,21202.5]
["","","(349+71.00-L-)","",1,23485,23485]
["","","(398+18.00-L-)","",1,20900,20900]
["8133000000-E","FND CONDIT MAT, BOX CULV","","",215,11825,55]
["8156000000-E","CONC WEARING SURF","","",5480,82200,15]
["8161000000-E","GROOVING BRG FLOOR","","",31537,22511.9,0.71382503100000005]
["8182000000-E","A CONC (BRG)","","",84.4,67520,800]
["8196000000-E","A CONC (CULV)","","",267.7,251276.61,938.65001867800004]
["8210000000-N","BRG APPR SLAB ********","(22+12.00-L-)","",1,21000,21000]
["8217000000-E","REINF STL (BRG)","","",19961,19961,1]
["8238000000-E","SPIRAL COL REINF STL BRG","","",1877,3754,2]
["8245000000-E","REINF STL (CULVERT)","","",35962,43514.02,1.21]
["8296000000-N","POLLUTION CONTROL","","",1,60000,60000]
["8328200000-E","PILE DRV EQUIP SETUP ** STL PILES","(HP12 X 53)","",14,3500,250]
["8364000000-E","HP12X53 PILES","","",280,15400,55]
["8475000000-E","TWO BAR METAL RAIL","","",284.39999999999998,32706,115]
["8517000000-E","1'-**\"X**\"CONC PARAPET","(1'-2\" X 2'-11 1/2\")","",300,24000,80]
["8559000000-E","SURFACE PREP, II","","",12,1800,150]
["8566000000-E","SURFACE PREP, III","","",12,6000,500]
["8608000000-E","RIP RAP II (2'-0\")","","",600,600,1]
["8622000000-E","GEOTEXTILE FOR DRNG","","",665,1330,2]
["8657000000-N","ELASTOMERIC BEARING","","",1,6500,6500]
["8664000000-E","SHOTCRETE REPAIRS","","",84,75600,900]
["8678000000-E","EPOXY RESIN INJECTION","","",115,31625,275]
["8685000000-E","EPOXY MORTAR REPAIR","","",6,3600,600]
["8692000000-N","FOAM JOINT SEALS","","",1,54000,54000]
["8753100000-E","3'-0\"X 2'-9\" PRESTR BOX BEAM","","",1950,450450,231]
["8804000000-N","GENERIC CULVERT ITEM (LS)","PLACEM OF NATURAL STREAM","BED MATL",1,15166.8,15166.8]
["8860000000-N","GENERIC STR ITEM (LS)","ASBESTOS ASSESSMT","",1,1500,1500]
["","","PAINT CONTMT FOR BRG 61","",1,50000,50000]
["","","PAINT CONTMT FOR BRG 62","",1,50000,50000]
["","","PAINT CONTMT FOR BRG 74","",1,50000,50000]
["","","PAINT CONTMT FOR BRG 75","",1,50000,50000]
["","","VOLUMERIC MIXER","",1,45000,45000]
["8881000000-E","GENERIC STR ITEM (CY)","LATEX MOD CONC","OVERLAY-VES",138,248400,1800]
["8882000000-E","GENERIC STR ITEM (CF)","CONC FOR DECK REPAIR","",4,300,75]
["","","ELASTOMERIC CONC","",82,20500,250]
["8892000000-E","GENERIC STR ITEM (SF)","BRG JOINT DEMO","",326,6520,20]
["","","EPOXY COATING","",1276,35728,28]
["8893000000-E","GENERIC STR ITEM (SY)","HYDRO-DEMO OF BRG DECK","",3108,130536,42]
["","","PLACE & FINISH LATEX","MOD CONC OVERLAY-VES",3108,80808,26]
["","","SCARIFYING BRG DECK","",3108,52836,17]
["8897000000-N","GENERIC STR ITEM (EA)","CLEAN & PAINT EXT","BEAR PLATES W/ HRCSA",144,86400,600]

{"sheet":"ITEMS - DIV 10","index":12,"n_rows":477,"n_cols":8,"rows_kept":477,"cut":false,"hidden":false,"merged":[[0,0,0,6]]}
["2017 JAN - JUN BID AVERAGES  -  DIVISION 10",null,null,null,null,null,null,1]
["Item #","Item Description ","Item Supplemental Description","Item Supplemental Description 2","Item Quantity","Extended Amt","Average Unit Bid"]
["0000100000-N","MOBILI","","",8,3220193.12,402524.14]
["0000400000-N","CONST SURVEYING","","",3,250000,83333.333333332994]
["0001000000-E","CLEAR & GRUB","","",18,300000,16666.666666666999]
["0008000000-E","SUPP CLEAR & GRUB","","",2,5000,2500]
["0015000000-N","SEAL ABANED WELLS","","",1,2000,2000]
["0022000000-E","UNCL EXCAV","","",68900,675220,9.8000000000000007]
["0029000000-N","REINF BRG APPR ********","(147+70 -L-)","",1,35715,35715]
["","","(29+55.00 -L-)","",1,40000,40000]
["0036000000-E","UNDERCUT EXCAV","","",1757.5,21105,12.008534851]
["0043000000-N","GRADING","","",2,2067890,1033945]
["0050000000-E","SUPP CLEAR & GRUB","","",2,10080,5040]
["0057000000-E","UNDERCUT EXCAV","","",3067,98198,32.017606782000001]
["0106000000-E","BORROW EXCAV","","",125904,1309395,10.399947579000001]
["0127000000-N","EMBM'T SETTLEMT GAUGE","","",4,6300,1575]
["0134000000-E","DRNG DITCH EXCAV","","",1080,3528,3.266666667]
["0141000000-E","BERM DITCH CONST","","",170,306,1.8]
["0156000000-E","REML OF EXT ASPH PVT","","",7430,33435,4.5]
["0177000000-E","BRK OF EXT ASPH PVT","","",7960,26666,3.35]
["0195000000-E","SEL GRANULAR MATL","","",2200,54200,24.636363635999999]
["0196000000-E","GEOTEXTILE SOIL STAB","","",12187,21182.5,1.7381225899999999]
["0199000000-E","TEMP SHORING","","",4476,269664,60.246648794000002]
["0241000000-E","GENERIC GRADING ITEM (SY)","SOIL CEM BASE","(FULL DEPTH RECLAMATION)",82984,219907.6,2.65]
["","","SOIL CEM BASE (FULL DEPTH","RECLAMATION)",208842,535379.85,2.5635640820000001]
["0314000000-E","SELECT MATL **","(IV)","",94.5,18900,200]
["0318000000-E","FND CONDIT MATL MINOR STRS","","",2664,104832,39.351351350999998]
["0320000000-E","FND CONDIT GEOTEXT","","",9082,13693.5,1.5077626070000001]
["0335200000-E","15\" DRNG PIPE","","",92,3128,34]
["0335850000-E","**\" DRNG PIPE ELB","(15\")","",2,200,100]
["0343000000-E","15\" SIDE DRAIN PIPE","","",442,21658,49]
["0344000000-E","18\" SIDE DRAIN PIPE","","",40,2080,52]
["0366000000-E","15\" RC PIPE CULV III","","",1600,65660,41.037500000000001]
["0372000000-E","18\" RC PIPE CULV III","","",120,5160,43]
["0378000000-E","24\" RC PIPE CULV III","","",264,14256,54]
["0384000000-E","30\" RC PIPE CULV III","","",656,49536,75.512195121999994]
["0390000000-E","36\" RC PIPE CULV III","","",632,65184,103.13924050599999]
["0402000000-E","48\" RC PIPE CULV III","","",176,24640,140]
["0448200000-E","15\" RCP CULV IV","","",13260,592856,44.710105581000001]
["0448300000-E","18\" RCP CULV IV","","",2284,110140,48.222416813000002]
["0448400000-E","24\" RCP CULV IV","","",984,55104,56]
["0448500000-E","30\" RCP CULV IV","","",1236,98612,79.783171521]
["0448600000-E","36\" RCP CULV IV","","",88,8360,95]
["0576000000-E","**\" CS PIPE CULV *****\"","(15\", 0.064\")","",110,7370,67]
["","","(48\", 0.109\")","",64,10496,164]
["0582000000-E","15\" CS PIPE CULV 0.064\"","","",276,10488,38]
["0588000000-E","18\" CS PIPE CULV 0.064\"","","",40,1960,49]
["0594000000-E","24\" CS PIPE CULV 0.064\"","","",44,2596,59]
["0600000000-E","30\" CS PIPE CULV 0.079\"","","",56,4368,78]
["0636000000-E","**\" CS ELB *****\" THICK","(15\", 0.064\")","",12,4200,350]
["","","(18\", 0.064\")","",1,352,352]
["","","(24\", 0.064\")","",2,830,415]
["","","(48\", 0.109\")","",2,1850,925]
["0654000000-E","***X***\"CSP ARCH CULV*","(73\" X 55\", 0.079\")","",72,13680,190]
["0973100000-E","**\"WLD STL PIPE GRAD B IN SOIL","(15\", 0.250\")","",43,9245,215]
["","","(18\", 0.250\")","",32,7520,235]
["","","(42\", 0.625\")","",68,35020,515]
["0973300000-E","**\"WLD STL PIPE GRAD B NOT IN SOIL","(15\", 0.250\")","",43,27735,645]
["","","(18\", 0.250\")","",32,21120,660]
["","","(42\", 0.625\")","",68,88740,1305]
["0995000000-E","PIPE REML","","",5189,106655,20.554056658]
["0996000000-N","PIPE CLEAN-OUT","","",1,700,700]
["1011000000-N","FINE GRADING","","",1,250000,250000]
["1077000000-E","57 STONE","","",26,2860,110]
["1099500000-E","SHALLOW UNDERCUT","","",3600,50035,13.898611110999999]
["1099700000-E","IV SUBGRD STABILI","","",8250,215512.5,26.122727272999999]
["1121000000-E","AGG BASE CRS","","",37200,1078800,29]
["1187000000-E","PC FOR SOIL CEM BASE","","",10521,1691408,160.76494629800001]
["1220000000-E","INCIDENTL STONE BASE","","",13910,364114.2,26.176434220000001]
["1245000000-E","SHDR RECONST","","",154.58000000000001,442225.1,2860.8170526590002]
["1275000000-E","PRIME COAT","","",420,2100,5]
["1297000000-E","MILL ASP PVMT ****\" DTH","(1\")","",522,9760.5,18.698275861999999]
["","","(1-1/2\")","",128044,237506.85,1.8548846489999999]
["","","(2\")","",55061,195899.75,3.5578676379999998]
["","","(3\")","",3340,30060,9]
["","","(3-1/2\")","",21941,61434.8,2.8]
["1308000000-E","MILL ASPH PVMT *** - ***","(0\" TO 1-1/2\")","",2597,16336.15,6.2903927609999997]
["","","(0\" TO 2\")","",6655,17215.55,2.586859504]
["1330000000-E","INCIDENTAL MILLING","","",21716,153185.9,7.0540569169999996]
["1489000000-E","ASP CONC BASE CRS B25.0B","","",8890,471170,53]
["1491000000-E","ASP CONC BASE CRS B25.0C","","",22721,1463697,64.420448043999997]
["1498000000-E","ASP CONC INTR CRS I19.0B","","",34303,1482729.5,43.224484738999998]
["1503000000-E","ASP CONC INTR CRS I19.0C","","",8720,558835,64.086582569000001]
["1519000000-E","ASP CONC SURF CRS S9.5B","","",93478,4057169,43.402394145999999]
["1520000000-E","ASP CONC SURF CRS S9.5B LEVEL","","",6980,329093.75,47.148101719000003]
["1523000000-E","ASP CONC SURF CRS S9.5C","","",46589,2466999.6,52.952405073999998]
["1524000000-E","ASP CONC SURF CRS S9.5C LEVEL","","",400,18800,47]
["1524200000-E","ASP CONC SURF CRS S9.5D","","",616,106568,173]
["1525000000-E","ASP CONC SURF CRS SF9.5A","","",18014,803318.88,44.594142333999997]
["1525100000-E","ASP CONC SURF CRS SF9.5A LEVEL","","",600,29400,49]
["1575000000-E","ASP FOR PLANT MIX","","",13541,4936375,364.55025478200002]
["1577000000-E","POLYM MOD ASP BNDR FOR PLT MIX","","",35,25165,719]
["1693000000-E","ASPH PLT MIX PVT REP","","",3494,425590,121.805953062]
["1702000000-E","SEAL PVT CRCKS & JTS","","",57993.2,202976.2,3.5]
["1704000000-E","PATCHING EXT PVT","","",22759,2219950,97.541631882000004]
["1775000000-E","AST, MAT COAT, 78M STONE","","",39456,17755.2,0.45]
["1775500000-E","AST, MAT COAT, *** STONE","(67)","",352787,345686.98,0.97987448499999996]
["","","(78M)","",85842,70525.100000000006,0.82156869600000004]
["1803500000-E","AST, DOUBLE SEAL","","",269559,336067.89,1.246732218]
["1820000000-E","AST, FOG SEAL","","",47360,71040,1.5]
["1838000000-E","EMULSION FOR AST","","",312166,589362.25,1.88797707]
["1840000000-E","MILL RUMBLE STRIPS","","",12100,36300,3]
["1881000000-E","GENERIC PAV ITEM (LF)","SEALING EXT CONC","PVT JOINTS",5074,20296,4]
["1882000000-E","GENERIC PAVING ITEM (GAL)","FOAM INSTALLATION SOIL STABI- LI","",300,20445,68.150000000000006]
["","","STRURAL FOAM VOID FILL /","STABILI",50,3407.5,68.150000000000006]
["1891000000-E","GENERIC PAV ITEM (SY)","REPAIR JOINTED CONC","PVT SLABS",3298,2061250,625]
["","","UBWC REML","",383,13405,35]
["","","VARIABLE DEPTH MILL","",25000,66250,2.65]
["2000000000-N","RIGHT OF WAY MKR","","",123,24600,200]
["2022000000-E","SUBDRAIN EXCAV","","",286,6030,21.083916083999998]
["2026000000-E","GEOTEXTILE FOR SUBSURF DRNS","","",250,500,2]
["2033000000-E","SUBDRAIN FINE AGG","","",170,8500,50]
["2036000000-E","SUBDRN COARSE AGG","","",42,672,16]
["2044000000-E","6\" PERF SUBDRN PIPE","","",1250,13500,10.8]
["2070000000-N","SUBDRN PIPE OUTLET","","",4,1250,312.5]
["2077000000-E","6\" OUTLET PIPE","","",24,735,30.625]
["2209000000-E","ENDWALLS","","",25.204000000000001,15124.6,600.08728773200005]
["2253000000-E","PIPE COLLARS","","",12.443,8177.46,657.19360282900004]
["2264000000-E","PIPE PLUGS","","",4.4999999999999998E-2,56.25,1250]
["2275000000-E","FLOWABLE FILL","","",23,5175,225]
["2286000000-N","MASNRY DRNG STR","","",289,525660,1818.8927335640001]
["2297000000-E","MASNRY DRNG STR","","",9.6,25632,2670]
["2308000000-E","MASNRY DRNG STR","","",87.3,25744,294.89117984000001]
["2364000000-N","FRM W/2GRT 840.16 STD","","",85,38465,452.52941176500002]
["2364200000-N","FRM W/2GRT 840.20 STD","","",2,970,485]
["2365000000-N","FRM W/2GRT 840.22 STD","","",19,9215,485]
["2366000000-N","FRM W/2GRT 840.24 STD","","",7,3955,565]
["2367000000-N","FRM W/2GRT 840.29 STD","","",12,7530,627.5]
["2374000000-N","FRM-GRT-HD 840.03 **","(E)","",12,7920,660]
["","","(F)","",72,46170,641.25]
["","","(G)","",69,44465,644.42028985499996]
["2396000000-N","FRM W/COVER STD 840.54","","",17,6050,355.88235294100002]
["2451000000-N","CONC TRANS SECT FOR DROP INLET","","",87,63235,726.83908045999999]
["2538000000-E","**'-**\" CONC CURB & GTR","(2'-9\")","",6520,136920,21]
["2542000000-E","1'-6\" CONC CURB & GTR","","",8550,164327,19.219532164]
["2549000000-E","2'-6\" CONC CURB & GTR","","",31960,743893,23.275750939000002]
["2556000000-E","SHDR BERM GTR","","",40,1385.6,34.64]
["2591000000-E","4\" CONC SIDEWALK","","",13130,552462,42.076313785000004]
["2600000000-N","RETROFIT EXT CURB RAMP","","",34,26100,767.64705882400006]
["2605000000-N","CONC CURB RAMP","","",70,96230,1374.714285714]
["2612000000-E","6\" CONC DRIVEWAY","","",5535,456380,82.453477867999993]
["2619000000-E","4\" CONC PAVED DITCH","","",160,9280,58]
["2627000000-E","4\" CONC ISLAND COVER","","",1910,108870,57]
["2647000000-E","5\" MONO CONC ISLANDS (SURF MTD)","","",2240,168980,75.4375]
["2655000000-E","5\" MONO CONC ISLDS (KEY IN)","","",6270,407550,65]
["2657000000-E","**\" MONO CONC MEDIAN*","(7\", KEYED IN)","",3,450,150]
["2738000000-E","GENERIC PAV ITEM (SY)","6\" CONC PAVED DITCH","",540,38880,72]
["2759000000-N","GENERIC PAVING ITEM (EA)","EMERGENCY VEHICLE ACCESS","",4,36400,9100]
["2762000000-E","GENERIC PAVING ITEM (LB)","SLAB LEVELING, UNDERSEALING &","VOID FILLING",400,2500,6.25]
["2800000000-N","ADJ CATCH BASINS","","",10,9020,902]
["2815000000-N","ADJ DROP INLETS","","",2,1500,750]
["2830000000-N","ADJ MHS","","",63,51520,817.77777777799997]
["2845000000-N","ADJ METER OR VALVE BOXES","","",56,41495,740.98214285699999]
["2860000000-N","CONVERT CB TO JB","","",1,3070,3070]
["2905000000-N","CONVERT DI TO JB","","",1,1600,1600]
["2938000000-N","CONVRT DI TO JB W/MH","","",4,7000,1750]
["3030000000-E","STL BM GRDRL","","",3975,63875,16.069182390000002]
["3045000000-E","SBGR SHOP CURVED","","",175,3275,18.714285713999999]
["3150000000-N","ADDIT GRDRL POSTS","","",30,370,12.333333333000001]
["3210000000-N","GR ANCH CAT-1","","",8,4580,572.5]
["3215000000-N","GR ANCH III","","",4,6040,1510]
["3270000000-N","GR ANCH 350","","",12,22800,1900]
["3317000000-N","GR ANCH B-77","","",4,6000,1500]
["3360000000-E","REM EXT GRDRL","","",2345,2345,1]
["3380000000-E","TEMP STL BM GRDRL","","",225,2205,9.8000000000000007]
["3387000000-N","TEMP GDRL ANCH UNIT**","(CAT-1)","",1,327,327]
["3389100000-N","TEMP GDRL ANCH UNITS 350","","",2,2200,1100]
["3435000000-N","GENERIC GRDRL ITEM (EA)","EXTRA LGTH GRDRL POSTS  (8' STL)","",5,475,95]
["3575000000-E","GENERIC FENC ITEM (LF)","DECORATIVE FENCE","",730,49640,68]
["3628000000-E","RIP RAP, I","","",460,22740,49.434782609000003]
["3635000000-E","RIP RAP, II","","",60,4500,75]
["3649000000-E","RIP RAP, B","","",855,40030,46.818713449999997]
["3656000000-E","GEOTEXTILE FOR DRNGE","","",8165,15485,1.8965094920000001]
["4072000000-E","SUPP, 3-LB STL U-CHAN","","",4900,26181.45,5.3431530609999998]
["4096000000-N","SIGN ERECTION, D","","",2,200,100]
["4102000000-N","SIGN ERECTION, E","","",274,19209,70.105839415999995]
["4108000000-N","SIGN ERECTION, F","","",24,2625,109.375]
["4109000000-N","SIGN ERECT *** (OVRHD)","(B)","",9,720,80]
["4116100000-N","SIGN ERECT, RELOC ** GRD MTD","(D)","",1,250,250]
["4155000000-N","DISP SIGN SYST U-CHAN","","",94,514,5.4680851060000002]
["4158000000-N","DISP SIGN SYST WOOD","","",1,5,5]
["4192000000-N","DISP SUPP, U-CHAN","","",1,6,6]
["4400000000-E","WRK ZONE SIGN (STAT)","","",1074,8719.2000000000007,8.1184357540000001]
["4405000000-E","WRK ZONE SIGN (PORT)","","",4017,33163,8.2556634300000002]
["4410000000-E","WRK ZONE SIGN (BARR)","","",845,5865.5,6.9414201179999999]
["4413000000-E","WORK ZONE ADV/GEN WARN SIGN","","",11322.4,73152.53,6.4608678370000003]
["4415000000-N","FLASH ARROW BOARD","","",11,21900,1990.909090909]
["4420000000-N","PORT CHNGE MSG SIGN","","",19,162300,8542.1052631580005]
["4422000000-N","PORT CHANGE MSG SIGN (SHORT TERM)","","",150,7500,50]
["4430000000-N","DRUMS","","",2309,76603,33.175833693999998]
["4435000000-N","CONES","","",236,3862,16.364406779999999]
["4445000000-E","BARRICADES (III)","","",2419,52403,21.663083919000002]
["4450000000-N","FLAGGER","","",1520,45600,30]
["4455000000-N","FLAGGER","","",110,45668.1,415.164545455]
["4457000000-N","TEMP TRAF CNTRL (SP)","","",4,224800,56200]
["4465000000-N","TEMP CRASH CUSHIONS","","",13,64600,4969.2307692309996]
["4470000000-N","RESET CRASH CUSHION","","",11,16400,1490.909090909]
["4480000000-N","TMA","","",8,357000,44625]
["4485000000-E","PORT CONC BARR","","",6515,150630,23.120491174000001]
["4490000000-E","PORT CONC BARR(ANCHRD)","","",1570,48920,31.159235669000001]
["4500000000-E","RESET PORT CONC BAR","","",17780,77502,4.3589426319999998]
["4505000000-E","RESET PORT CONC BARR,ANCH","","",3218,41834,13]
["4510000000-N","LAW ENFORCEM","","",1708,67360,39.437939110000002]
["4516000000-N","SKINNY DRUM","","",422,11072,26.236966825]
["4650000000-N","TEMP RAISE PVT MRKS","","",1137,6398.25,5.6273087070000001]
["4685000000-E","THERMO PVT MKG LINES 4\"90","","",63684,39581.94,0.62153665000000002]
["4686000000-E","THERMO PVT MKG LINES 4\"120","","",41983,28694.32,0.68347473999999997]
["4688000000-E","THERMO PVT MKG LINES,6\"90 MILS","","",1000,1950,1.95]
["4690000000-E","THERMO PVT MKG LINES 6\"120 MILS","","",300,705,2.35]
["4695000000-E","THERMO PVT MKG LINES 8\"90 MILS","","",13907,16182.53,1.1636247930000001]
["4697000000-E","THERMO PVT MKG LINE 8\"120 MILS","","",7785,15128,1.943224149]
["4700000000-E","12\"WIDE THERM 90 MILS","","",3615,12514.55,3.4618395569999998]
["4702000000-E","12\"WIDE THERM 120MILS","","",1410,4300.5,3.05]
["4705000000-E","THERM LINES 16\" 120MIL","","",150,775,5.1666666670000003]
["4710000000-E","24\"WIDE THERM 120MILS","","",6131,47856.37,7.8056385580000001]
["4721000000-E","THERMO PVT MKG CHAR 120","","",234,31349,133.97008546999999]
["4725000000-E","THERM PVT SYM 90MILS","","",852,119497.77,140.25559859200001]
["4726100000-E","HIP THERMO PVT MKG CHAR 120 MILS","","",116,21460,185]
["4726110000-E","HIP THERMO PVT SYM 90 MILS","","",201,83406.36,414.95701492500001]
["4770000000-E","4\" COLD APPL PLSTIC LINES **","(II)","",1278,6448.04,5.0454147100000002]
["","","(III)","",1938,13566,7]
["","","(IV)","",720,1252.8,1.74]
["4775000000-E","6\" COLD APPL PLSTIC LINES **","(II)","",24326,156902.70000000001,6.45]
["","","(IV)","",48527,133449.25,2.75]
["4785000000-E","12\" COLD PLSTIC LINES *","(III)","",355,6390,18]
["4805000000-N","COLD APPL PLASTIC SYM **","(II)","",2,2200,1100]
["4810000000-E","PAINT PVMT MKG 4\"","","",310445,57042.61,0.18374465700000001]
["4815000000-E","PAINT PVMT MKG 6\"","","",35585,13522.3,0.38]
["4820000000-E","PAINT PVMT MKG 8\"","","",8345,4022.76,0.48205632100000001]
["4830000000-E","PAINT PVT MKG LINE 16\"","","",100,500,5]
["4835000000-E","PAINT PVT MKG LINE 24\"","","",1937,7369.59,3.8046411980000001]
["4840000000-N","PAINT PVT MKG CHAR","","",73,3403,46.616438356000003]
["4845000000-N","PAINT PVT MKG SYM","","",300,10578,35.26]
["4847100000-E","POLYUREA LINES (6\" *****)","(HIGHLY REFLECTIVE ELEMENTS)","",98982,135605.34,1.37]
["4847120000-E","POLYUREA LINES (12\" *****)","(HIGHLY REFLECTIVE ELEMENTS)","",21972,84592.2,3.85]
["4850000000-E","LINE REML 4\" WIDE","","",1277,983.29,0.77]
["4855000000-E","LINE REML 6\" WIDE","","",173507,124925.04,0.72]
["4865000000-E","LINE REML 12\" WIDE","","",22225,32670.75,1.47]
["4875000000-N","REML OF SYMB & CHAR","","",261,32625,125]
["4890000000-E","GENERIC PVT MKG ITEM (LF)","THERMO PVT MKG","LINES (4\", 120 MILS, HRE)",13749,8524.3799999999992,0.62]
["","","","LINES (4\", 90 MILS, HRE)",54316,37478.04,0.69]
["","","THERMO PVT MKGLINES, 4\"","120 MILS (HIGHLY REFLECTIVE   MEDIA)",361187,222908.37,0.61715501900000003]
["","","","90 MILS (HIGHLY REFLECTIVE    MEDIA)",348796,230360.67,0.66044527500000005]
["","","THERMO PVT MKGLINES, 8\"","120 MILS (HIGHLY REFLECTIVE   MEDIA)",400,884,2.21]
["4891000000-E","GENERIC PVMT MKG ITEM (LF) 1205","REML OF PVT MKG   LINES (9\")","",24317,23101.15,0.95]
["4895000000-N","GENERIC PVT MKG ITEM (EA)","IN LANE ROUTE SHIELDS","",6,11190,1865]
["","","REM & REPL SNOWPLOWABLE MKR","",175,8531.25,48.75]
["","","REPL SNOWPLOWABLE PVT","MARKER REFLECTOR",1371,17480.25,12.75]
["4900000000-N","PERM RAISED PVMT MKR","","",5091,40778.6,8.0099391079999993]
["4905000000-N","SNOWPLB PVMT MRKER","","",247,9509.5,38.5]
["5255000000-N","PORTABLE LIGHTING","","",5,338000,67600]
["5325200000-E","2\" WATER LINE","","",417,15846,38]
["5325600000-E","6\" WATER LINE","","",163,22005,135]
["5325800000-E","8\" WATER LINE","","",560,29680,53]
["5326200000-E","12\" WATER LINE","","",40,5040,126]
["5326600000-E","16\" WATER LINE","","",4667,422851,90.604456825]
["5329000000-E","DI H2O PIPE FITTINGS","","",4300,34400,8]
["5536000000-E","2\" VALVE","","",1,895,895]
["5546000000-E","8\" VALVE","","",2,2880,1440]
["5558000000-E","12\" VALVE","","",1,2860,2860]
["5558600000-E","16\" VALVE","","",4,20400,5100]
["5648000000-N","RELOC WATER METER","","",28,29090,1038.9285714289999]
["5649000000-N","RECONNECT H2O METER","","",4,8545,2136.25]
["5656310000-E","RELC 3\" RPZ BACKFLOW PREVNT A","","",1,1981,1981]
["5672000000-N","RELOC FIRE HYDRANT","","",18,48540,2696.6666666669998]
["5685200000-E","16\" LINE STOP W/ BYPASS","","",4,88000,22000]
["5691000000-E","**\" SANIT GRAV SEWER","(48\")","",94,112330,1195]
["5691700000-E","18\" SANIT GRAV SEWER","","",170,49640,292]
["5774000000-E","**' DIA UTIL MH","(7')","",2,29440,14720]
["5776000000-E","5' DIA UTIL MH","","",2,9660,4830]
["5780000000-E","UTIL MH WALL, **' DIA","(7')","",24,14400,600]
["5782000000-E","UTIL MH WALL, 5' DIA","","",13,6175,475]
["5798000000-E","ABAN **\" UTIL PIPE","(48\")","",94,8272,88]
["5800000000-E","ABAN 6\" UTIL PIPE","","",160,2400,15]
["5804000000-E","ABAN 12\" UTIL PIPE","","",105,919.8,8.76]
["5810000000-E","ABAN 16\" UTIL PIPE","","",4585,58420,12.741548527999999]
["5811000000-E","ABAN 18\" UTIL PIPE","","",170,2890,17]
["5814000000-E","ABAN 30\" UTIL PIPE","","",60,2640,44]
["5828000000-N","REM UTIL MH","","",3,6510,2170]
["5836200000-E","30\" ENCASEMENT PIPE","","",280,62160,222]
["5871900000-E","16\" TRENCHLESS INSTALL (IN SOIL)","","",358,109190,305]
["5871910000-E","16\" TRENCHLESS INSTALL (NOT IN SOIL)","","",358,184370,515]
["5888000000-E","GENERIC UTIL ITEM (LF)","90\" TUNNEL LINER PLATE","",68,97240,1430]
["5906000000-E","GENERIC UTIL ITEM (LB)","DUCTILE IRON WATER PIPE       FITTINGS","",9265,64855,7]
["6000000000-E","TEMP SILT FENCE","","",59266,95098,1.604596227]
["6006000000-E","EROS CONTRL STONE A","","",1925,83675,43.467532468000002]
["6009000000-E","EROS CONTRL STONE B","","",8026,390290,48.628208323000003]
["6012000000-E","SEDIMENT CONTROL STONE","","",5409,197253,36.467554077000003]
["6015000000-E","TEMP MULCHING","","",120.5,173997.5,1443.962655602]
["6018000000-E","SEED FOR TEMP SEED","","",6100,15130,2.4803278689999999]
["6021000000-E","FERT FOR TEMP SEED","","",33,15240,461.81818181800003]
["6024000000-E","TEMP SLOPE DRAINS","","",5000,98725,19.745000000000001]
["6029000000-E","SAFETY FENCE","","",2400,9540,3.9750000000000001]
["6030000000-E","SILT EXCAV","","",21950,117800,5.366742597]
["6036000000-E","MAT FOR EROS CNTROL","","",146400,178717,1.220744536]
["6037000000-E","COIR FIBER MAT","","",1100,4320,3.9272727270000001]
["6038000000-E","PERM SOIL REINF MAT","","",3450,14280,4.1391304350000002]
["6042000000-E","1/4\" HARDWARE CLOTH","","",9675,25005,2.5844961240000002]
["6070000000-N","SPECIAL STILL BASINS","","",12,4500,375]
["6071010000-E","WATTLE","","",20948,93396.45,4.4584900709999999]
["6071012000-E","COIR FIBER WATTLE","","",2900,18415,6.35]
["6071020000-E","POLYACRYLAMIDE (PAM)","","",2549.6,19667,7.7137590210000004]
["6071030000-E","COIR FIBER BAFFLE","","",4855,18645,3.8403707520000001]
["6071050000-E","**\" SKIMMER","(1-1/2\")","",12,9540,795]
["","","(2\")","",5,5150,1030]
["","","(2-1/2\")","",3,4260,1420]
["6084000000-E","SEED & MULCHING","","",79,109100,1381.012658228]
["6087000000-E","MOWING","","",53.3,4731,88.761726078999999]
["6090000000-E","SEED FOR REPAIR SEED","","",1250,6565,5.2519999999999998]
["6093000000-E","FERT FOR REPAIR SEED","","",3.75,2777.5,740.66666666699996]
["6096000000-E","SEED FOR SUPP SEED","","",2325,6388.75,2.747849462]
["6108000000-E","FERTILIZER TOPDRESSING","","",67.75,38252.5,564.61254612499999]
["6111000000-E","IMPERVIOUS DIKE","","",455,19565,43]
["6114500000-N","SPECIALIZD HAND MOW","","",60,2970,49.5]
["6117000000-N","RESPONSE FOR EROS CONTROL","","",300,38275,127.583333333]
["6120000000-E","CULVERT DIVERSION CHANNEL","","",276,19872,72]
["6123000000-E","REFORESTATION","","",6.75,13312.5,1972.222222222]
["6132000000-N","GENERIC EROSION CONTROL ITEM (EA)","CONC WASHOUT STR","",27,20774,769.40740740700005]
["7048500000-E","16\" PEDEST SIG HEAD 1 SEC W/CD","","",55,38140,693.45454545500002]
["7060000000-E","SIGNAL CABLE","","",26010,30076.5,1.1563437139999999]
["7120000000-E","VEHICLE SIGNAL HD (12\", 3 SECT)","","",102,71060,696.66666666699996]
["7132000000-E","VEHICLE SIGNAL HD (12\", 4 SECT)","","",16,13640,852.5]
["7180000000-N","BACKPLATE","","",32,3200,100]
["7252000000-E","MESSENGER CABLE (1/4\")","","",13595,47710,3.5093784480000001]
["7264000000-E","MESSENGER CABLE (3/8\")","","",6550,37027,5.6529770990000001]
["7279000000-E","TRACER WIRE","","",810,486,0.6]
["7288000000-E","PAVED TRENCH (*******)","(1, 2\")","",50,2000,40]
["","","(2, 2\")","",70,3010,43]
["7300000000-E","UNPAVED TRENCH (*****)","(1, 2\")","",12390,84704.5,6.8365213880000004]
["","","(2, 2\")","",285,2441.75,8.5675438600000007]
["","","(3, 2\")","",600,6523.5,10.8725]
["","","(4, 2\")","",85,1538.5,18.100000000000001]
["","","(5, 2\")","",140,2205,15.75]
["","","(6, 2\")","",10,200,20]
["","","(7, 2\")","",40,880,22]
["7300100000-E","UNPAVED TRENCH TEMP LEADIN","","",90,540,6]
["7301000000-E","DIRECT DRILL (***********)","(1, 2\")","",400,5840,14.6]
["","","(2, 2\")","",1885,34090,18.084880637000001]
["","","(3, 2\")","",125,2625,21]
["7324000000-N","JUNCTION BOX (STD SIZE)","","",148,49935,337.39864864899999]
["7348000000-N","JUNCTION BOX (OVER-SIZED, HVY-DUTY)","","",42,24080,573.33333333300004]
["7360000000-N","WOOD POLE","","",46,41380,899.56521739100003]
["7372000000-N","GUY ASSEM","","",85,39350,462.94117647100001]
["7408000000-E","1\" RISER W/ WEATHRHD","","",8,2145,268.125]
["7420000000-E","2\" RISER W/ WEATHRHD","","",59,23620,400.33898305100001]
["7432000000-E","2\" RISER W/ TUBING","","",21,9310,443.33333333299998]
["7444000000-E","INDUCT LOOP SAWCUT","","",18900,124776,6.6019047620000002]
["7456000000-E","LEAD-IN CABLE(********)","(14-2)","",61620,82009.8,1.3308958129999999]
["7481200000-N","LUM ARM FOR VIDEO SYS","","",4,2320,580]
["7481280000-N","RELOC CAMERA SENSOR UNIT","","",8,6040,755]
["7516000000-E","COMMUNICATIONS CABLE (** FIBER)","(96)","",17500,58625,3.35]
["7528000000-E","DROP CABLE","","",1870,4207.5,2.25]
["7540000000-N","SPLICE ENCLOSURE","","",5,8375,1675]
["7552000000-N","INTERCONNECT CENTER","","",4,5440,1360]
["7564000000-N","FIBER-OPTIC TRANS DROP/REP","","",3,4035,1345]
["7566000000-N","DELINEATOR MARKER","","",7,602,86]
["7576000000-N","METAL STRAIN SIGNAL POLE","","",4,26160,6540]
["7588000000-N","SGNL MAST ARM W/ METAL POLE","","",8,86560,10820]
["7613000000-N","SOIL TEST","","",12,15120,1260]
["7614100000-E","DRILLED PIER FOUND","","",96,70080,730]
["7631000000-N","MAST ARM W/ MTL POLE DES","","",8,3600,450]
["7636000000-N","SIGN FOR SIGNALS","","",33,10415,315.60606060600003]
["7642100000-N","I POST W/ FOUND","","",27,29020,1074.8148148150001]
["7642200000-N","II PED W/ FOUND","","",26,40770,1568.0769230769999]
["7684000000-N","SIGNAL CAB FOUND","","",19,15925,838.15789473699999]
["7686000000-N","CONDUIT ENTR INTO EXT FOUND","","",1,650,650]
["7756000000-N","CONTLR W/ CBNT, 2070L BASE MTD","","",19,267940,14102.105263158001]
["7780000000-N","DETECTOR CARD(2070L)","","",94,10150,107.97872340399999]
["7901000000-N","CAB BASE EXTENDER","","",19,7780,409.47368421099998]
["7960000000-N","METAL POLE FOUND REMVL","","",4,5040,1260]
["7972000000-N","METAL POLE REML","","",4,1840,460]
["7980000000-N","GENERIC SIGNAL ITEM (EA)","900 MHZ SERIAL/ ETHERNET RADIO,","USING EXT ANTENNA (S)",1,2650,2650]
["","","900 MHZ SERIAL/ ETHERNET SPREAD","SPECTRUM RADIO",16,65600,4100]
["","","ETHERNET EDGE SWITCH","",22,37005,1682.045454545]
["","","REPL CONFLICT MONITOR","",1,1315,1315]
["","","REPL CONTRL","",1,2500,2500]
["8017000000-N","CM&R TEMP ACCESS*****","(147+80.00 -L-)","",1,32350,32350]
["","","(29+55.00-L-)","",1,75000,75000]
["8035000000-N","REMV EXT STR **********","(147+80.00 -L-)","",1,88535,88535]
["8056000000-N","REMV EXT STR **********","(29+55.00-L-)","",1,60000,60000]
["8105520000-E","3'-0\" DRILL PIER IN SOIL","","",15.6,70200,4500]
["8105560000-E","4'-0\" DRILL PIER IN SOIL","","",384.7,248131.5,645]
["8105620000-E","3'-0\" DRILL PIER NO SOIL","","",87,16356,188]
["8105660000-E","4'-0\" DRILL PIER NO SOIL","","",124,91140,735]
["8111200000-E","PERM STL CASING FOR 3' PIER","","",22,1562,71]
["8111600000-E","PERM STL CASING FOR 4' PIER","","",248.7,62175,250]
["8112730000-N","PDA TESTING","","",2,6145,3072.5]
["8113000000-N","SID INSPECTIONS","","",3,885,295]
["8114000000-N","SPT TESTING","","",13,2200,169.23076923100001]
["8115000000-N","CSL TESTING","","",5,10060,2012]
["8126000000-N","CULV EXCAV @ ********","(124+11.00 -L-)","",1,15100,15100]
["8133000000-E","FND CONDIT MAT, BOX CULV","","",359,12385.5,34.5]
["8147000000-E","REINF CONC DECK SLAB","","",33254,946818,28.472304084000001]
["8161000000-E","GROOVING BRG FLOOR","","",94439,109842.75,1.163107932]
["8182000000-E","A CONC (BRG)","","",498.4,460185,923.32463884399999]
["8196000000-E","A CONC (CULV)","","",544.29999999999995,288479,530]
["8210000000-N","BRG APPR SLAB ********","(147+80.00 -L-)","",1,89060,89060]
["","","(29+55.00-L-)","",1,42500,42500]
["8217000000-E","REINF STL (BRG)","","",168816,132123.5,0.78264797200000003]
["8238000000-E","SPIRAL COL REINF STL BRG","","",18842,28042,1.4882708840000001]
["8245000000-E","REINF STL (CULVERT)","","",94653,94653,1]
["8262000000-E","45\"PRESTR CONC GIRDR","","",895,223750,250]
["8265000000-E","54\"PRESTR CONC GIRDR","","",2882.9,663067,230]
["8296000000-N","POLLUTION CONTROL","","",1,90000,90000]
["8364000000-E","HP12X53 PILES","","",1400,75920,54.228571428999999]
["8391000000-N","STL PILE POINTS","","",16,1600,100]
["8482000000-E","THREE BAR METAL RAIL","","",485.5,70397.5,145]
["8503000000-E","CONC BARR RAIL","","",359.83,25188.1,70]
["8559000000-E","SURFACE PREP, II","","",17,5100,300]
["8566000000-E","SURFACE PREP, III","","",17,12750,750]
["8608000000-E","RIP RAP II (2'-0\")","","",1745,75600,43.323782235000003]
["8622000000-E","GEOTEXTILE FOR DRNG","","",1949,3589.45,1.8416880449999999]
["8657000000-N","ELASTOMERIC BEARING","","",2,21670,10835]
["8660000000-E","CONC REPAIRS","","",329.5,105440,320]
["8664000000-E","SHOTCRETE REPAIRS","","",1427.4,692289,485]
["8678000000-E","EPOXY RESIN INJECTION","","",547.70000000000005,49293,90]
["8692000000-N","FOAM JOINT SEALS","","",1,750000,750000]
["8706000000-N","EXPAN JOINT SEALS","","",1,123350,123350]
["8801000000-E","MSE RETAIN WALL NO **","(1)","",352.9,16233.4,46]
["8802014000-E","SOLDIER PILE RET WALL","","",9043.1,1121344.3999999999,124]
["8802040000-E","CIP GRAV RET WALLS","","",538,94150,175]
["8860000000-N","GENERIC STR ITEM (LS)","ASBESTOS ASSESSMT","",2,6210,3105]
["","","CLEAN & PAINT EXT","WEATH STL BR NO 448",1,8000,8000]
["","","","WEATH STL BR NO 449",1,8000,8000]
["","","","WEATH STL BR NO 450",1,62000,62000]
["","","","WEATH STL BR NO 451",1,11000,11000]
["","","","WEATH STL BR NO 478",1,52000,52000]
["","","","WEATH STL BR NO 479",1,52000,52000]
["","","","WEATH STL BR NO 487",1,59000,59000]
["","","","WEATH STL BR NO 488",1,44000,44000]
["","","","WEATH STL BR NO 505",1,52000,52000]
["","","","WEATH STL BR NO 506",1,55000,55000]
["","","","WEATH STL BR NO 507",1,65000,65000]
["","","","WEATH STL BR NO 508",1,84000,84000]
["","","","WEATH STL BR NO 509",1,24000,24000]
["","","","WEATH STL BR NO 510",1,37000,37000]
["","","","WEATH STL BR NO 522",1,34000,34000]
["","","CLEAN & PAINT OF BRG NO 118","",1,162000,162000]
["","","CLEAN & PAINT OF BRG NO 315","",1,115000,115000]
["","","CLEAN & PAINT OF BRG NO 316","",1,109000,109000]
["","","CLEAN & PAINT OF BRG NO 452","",1,166000,166000]
["","","CLEAN & PAINT OF BRG NO 47","",1,40000,40000]
["","","CLEAN & PAINT OF BRG NO 78","",1,216000,216000]
["","","PAINT CONTMT","FOR BRG NO 505",1,28000,28000]
["","","","FOR BRG NO 506",1,30000,30000]
["","","PAINT CONTMT FOR","BRG NO 118",1,88000,88000]
["","","","BRG NO 315",1,62000,62000]
["","","","BRG NO 316",1,60000,60000]
["","","","BRG NO 448",1,5000,5000]
["","","","BRG NO 449",1,5000,5000]
["","","","BRG NO 450",1,33000,33000]
["","","","BRG NO 451",1,6000,6000]
["","","","BRG NO 452",1,90000,90000]
["","","","BRG NO 47",1,22000,22000]
["","","","BRG NO 478",1,28000,28000]
["","","","BRG NO 479",1,28000,28000]
["","","","BRG NO 487",1,32000,32000]
["","","","BRG NO 488",1,24000,24000]
["","","","BRG NO 507",1,35000,35000]
["","","","BRG NO 508",1,45000,45000]
["","","","BRG NO 509",1,13000,13000]
["","","","BRG NO 510",1,20000,20000]
["","","","BRG NO 522",1,19708,19708]
["","","","BRG NO 78",1,117000,117000]
["","","VOLUMERIC MIXER","",1,5000,5000]
["8867000000-E","GENERIC STR ITEM (LF)","REM & REPL EXPAN","JOINT SEAL",95.5,23875,250]
["8881000000-E","GENERIC STR ITEM (CY)","LATEX MOD CONC-VES","",276,496800,1800]
["8882000000-E","GENERIC STR ITEM (CF)","ELASTOMERIC CONC","",1736.6,1041960,600]
["8892000000-E","GENERIC STR ITEM (SF)","BRG JOINT DEMO","",6498.8,292446,45]
["","","CONC DECK REPAIR FOR","EPOXY OVERLAY",301.3,16571.5,55]
["","","EPOXY COATING","",18949,265286,14]
["","","EPOXY OVERLAY SYS-","MECH DISTRIBUTED",223087,2230870,10]
["8893000000-E","GENERIC STR ITEM (SY)","HYDRO-DEMO OF BRG    DECK","",4978.5,746775,150]
["","","PLACE & FINISH OF LATEX","MOD CONC OVERLAY-VES",6568,952360,145]
["","","SCARIFYING BRG DECK","",4978.5,423172.5,85]
["8897000000-N","GENERIC STR ITEM (EA)","STL KEEPR ANGLE ASSM","BRG NO 478",1,7000,7000]
["","","","BRG NO 488",1,7000,7000]

{"sheet":"ITEMS - DIV 11","index":13,"n_rows":142,"n_cols":8,"rows_kept":142,"cut":false,"hidden":false,"merged":[[0,0,0,6]]}
["2017 JAN - JUN BID AVERAGES  -  DIVISION 11",null,null,null,null,null,null,1]
["Item #","Item Description ","Item Supplemental Description","Item Supplemental Description 2","Item Quantity","Extended Amt","Average Unit Bid"]
["0000100000-N","MOBILI","","",4,544314.66,136078.66500000001]
["0000400000-N","CONST SURVEYING","","",1,6426,6426]
["0000900000-N","GENERIC MISC ITEM (LS)","DESIGN & CONST OF","BRG",1,1047716,1047716]
["","","","BRGS",2,3711786.55,1855893.2749999999]
["0000915000-N","GENERIC MISC ITEM (EA)","END BENT STR 020142","",2,118998.68,59499.34]
["","","END BENT STR 040160","",2,110767.62,55383.81]
["","","END BENT STR 040321","",2,67987.38,33993.69]
["","","END BENT STR 050001","",2,106772.9,53386.45]
["","","END BENT STR 050079","",2,161469.72,80734.86]
["","","END BENT STR 050117","",2,96312.76,48156.38]
["","","END BENT STR 130309","",2,166387.82,83193.91]
["","","END BENT STR 850310","",2,61106.92,30553.46]
["","","END BENT STR 940093","",2,60301.02,30150.51]
["","","END BENT STR 130262","",2,220000,110000]
["","","INTERIOR BENT CAPS","STR 050001",1,46662.33,46662.33]
["","","INTERIOR BENT CAP STR","130262",3,330000,110000]
["","","RIGHT OF WAY ACQUISIT","",22,98637.6,4483.5272727270003]
["0000930000-E","GENERIC MISC ITEM (LF)","AVE FOUND LGTH @ END","BENT 1 STR 020142",13,21819.07,1678.39]
["","","","BENT 1 STR 040160",11,15885.87,1444.17]
["","","","BENT 1 STR 040321",13,17662.71,1358.67]
["","","","BENT 1 STR 050001",24,10717.44,446.56]
["","","","BENT 1 STR 050079",14,30171.82,2155.13]
["","","","BENT 1 STR 050117",18,22900.86,1272.27]
["","","","BENT 1 STR 130309",40,11702,292.55]
["","","","BENT 1 STR 850310",35,12366.9,353.34]
["","","","BENT 1 STR 940093",18,30627,1701.5]
["","","","BENT 1 STR 130262",21,21,1]
["","","","BENT 2 STR 020142",15,20991.75,1399.45]
["","","","BENT 2 STR 040160",19,18402.45,968.55]
["","","","BENT 2 STR 040321",19,23723.4,1248.5999999999999]
["","","","BENT 2 STR 050001",19,9154.77,481.83]
["","","","BENT 2 STR 050079",20,30385.4,1519.27]
["","","","BENT 2 STR 050117",21,23671.200000000001,1127.2]
["","","","BENT 2 STR 130309",47,12228.93,260.19]
["","","","BENT 2 STR 850310",33,11833.47,358.59]
["","","","BENT 2 STR 940093",17,24373.919999999998,1433.76]
["","","","BENT 2 STR 130262",40,40,1]
["","","AVE FOUND LGTH AT INT-","ERIOR BENT 1 STR 130262",50,50,1]
["","","","ERIOR BENT 2 STR 130262",52,52,1]
["","","","ERIOR BENT 3 STR 130262",55,55,1]
["","","AVE FOUND LGTH @ INT","BENT 1 STR 050001",31,79441.53,2562.63]
["","","BRG LGTH STR","020142",35,57301.3,1637.18]
["","","","040160",65,111508.8,1715.52]
["","","","040321",70,154191.1,2202.73]
["","","","050001",90,267291.90000000002,2969.91]
["","","","050079",65,189143.5,2909.9]
["","","","050117",55,106828.7,1942.34]
["","","","130262",400,1440000,3600]
["","","","130309",50,136289.5,2725.79]
["","","","850310",70,133468.29999999999,1906.69]
["","","","940093",55,100763.85,1832.07]
["0030000000-N","BRG APP SUB REG TIER*","(12+71 -L-)","",1,5402.37,5402.37]
["0036000000-E","UNDERCUT EXCAV","","",100,1594,15.94]
["0043000000-N","GRADING","","",1,79473.97,79473.97]
["0050000000-E","SUPP CLEAR & GRUB","","",1,5.46,5.46]
["0195000000-E","SEL GRANULAR MATL","","",100,4122,41.22]
["0196000000-E","GEOTEXTILE SOIL STAB","","",150,237,1.58]
["0223000000-E","ROCK PLATING","","",170,10944.6,64.38]
["0318000000-E","FND CONDIT MATL MINOR STRS","","",10,279.3,27.93]
["0320000000-E","FND CONDIT GEOTEXT","","",20,54.4,2.72]
["0448400000-E","24\" RCP CULV IV","","",44,2800.6,63.65]
["0594000000-E","24\" CS PIPE CULV 0.064\"","","",8,395.52,49.44]
["0995000000-E","PIPE REML","","",8,54.72,6.84]
["1099500000-E","SHALLOW UNDERCUT","","",50,805.5,16.11]
["1099700000-E","IV SUBGRD STABILI","","",80,2694.4,33.68]
["1121000000-E","AGG BASE CRS","","",93,3706.05,39.85]
["1220000000-E","INCIDENTL STONE BASE","","",50,1329,26.58]
["1275000000-E","PRIME COAT","","",88,2376,27]
["1330000000-E","INCIDENTAL MILLING","","",300,4860,16.2]
["1489000000-E","ASP CONC BASE CRS B25.0B","","",220,23949.200000000001,108.86]
["1525000000-E","ASP CONC SURF CRS SF9.5A","","",190,21226.799999999999,111.72]
["1575000000-E","ASP FOR PLANT MIX","","",23,9199.77,399.99]
["1693000000-E","ASPH PLT MIX PVMT REPAIR","","",10,1944,194.4]
["2022000000-E","SUBDRAIN EXCAV","","",56,575.12,10.27]
["2026000000-E","GEOTEXTILE FOR SUBSURF DRNS","","",250,545,2.1800000000000002]
["2036000000-E","SUBDRN COARSE AGG","","",42,1644.72,39.159999999999997]
["2044000000-E","6\" PERF SUBDRN PIPE","","",250,875,3.5]
["2070000000-N","SUBDRN PIPE OUTLET","","",1,306.38,306.38]
["2077000000-E","6\" OUTLET PIPE","","",6,104.1,17.350000000000001]
["3030000000-E","STL BM GRDRL","","",75,1377,18.36]
["3150000000-N","ADDIT GRDRL POSTS","","",5,70.2,14.04]
["3180000000-N","GR ANCH **********","(T-101)","",4,6156,1539]
["3270000000-N","GR ANCH 350","","",4,8424,2106]
["3380000000-E","TEMP STL BM GRDRL","","",25,270,10.8]
["3387000000-N","TEMP GDRL ANCH UNIT**","(III)","",4,3672,918]
["3389000000-N","TEMP GDRL ANCH UNIT*","(350, TL-2)","",4,4212,1053]
["3635000000-E","RIP RAP, II","","",70,3517.5,50.25]
["3649000000-E","RIP RAP, B","","",7,217.91,31.13]
["3656000000-E","GEOTEXTILE FOR DRNGE","","",810,1620,2]
["4400000000-E","WRK ZONE SIGN (STAT)","","",111,1018.98,9.18]
["4405000000-E","WRK ZONE SIGN (PORT)","","",96,795.84,8.2899999999999991]
["4410000000-E","WRK ZONE SIGN (BARR)","","",32,182.4,5.7]
["4430000000-N","DRUMS","","",40,1209.5999999999999,30.24]
["4445000000-E","BARRICADES (III)","","",64,1244.1600000000001,19.440000000000001]
["4450000000-N","FLAGGER","","",500,8630,17.260000000000002]
["4810000000-E","PAINT PVMT MKG 4\"","","",900,972,1.08]
["6000000000-E","TEMP SILT FENCE","","",1350,4374,3.24]
["6006000000-E","EROS CONTRL STONE A","","",180,7493.4,41.63]
["6009000000-E","EROS CONTRL STONE B","","",220,6848.6,31.13]
["6012000000-E","SEDIMENT CONTROL STONE","","",230,7192.1,31.27]
["6015000000-E","TEMP MULCHING","","",1.6,1728,1080]
["6018000000-E","SEED FOR TEMP SEED","","",100,324,3.24]
["6021000000-E","FERT FOR TEMP SEED","","",0.5,648,1296]
["6024000000-E","TEMP SLOPE DRAINS","","",200,2420,12.1]
["6029000000-E","SAFETY FENCE","","",400,864,2.16]
["6030000000-E","SILT EXCAV","","",310,2374.6,7.66]
["6036000000-E","MAT FOR EROS CONTRL","","",3800,7182,1.89]
["6037000000-E","COIR FIBER MAT","","",100,432,4.32]
["6042000000-E","1/4\" HARDWARE CLOTH","","",375,1417.5,3.78]
["6048000000-E","FLOAT TURBIDITY CURTAIN","","",150,3078,20.52]
["6070000000-N","SPECIAL STILL BASINS","","",4,643.26,160.815]
["6071010000-E","WATTLE","","",200,1070,5.35]
["6071020000-E","POLYACRYLAMIDE (PAM)","","",75,810,10.8]
["6084000000-E","SEED & MULCHING","","",1.6,3024,1890]
["6087000000-E","MOWING","","",0.8,0.43,0.53749999999999998]
["6090000000-E","SEED FOR REPAIR SEED","","",50,162,3.24]
["6093000000-E","FERT FOR REPAIR SEED","","",0.25,337.5,1350]
["6096000000-E","SEED FOR SUPP SEED","","",50,162,3.24]
["6108000000-E","FERTILIZER TOPDRESS","","",1,1296,1296]
["6111000000-E","IMPERVIOUS DIKE","","",400,26900,67.25]
["6114500000-N","SPECIALIZD HAND MOW","","",10,5.4,0.54]
["6117000000-N","RESPONSE FOR EROS CONTROL","","",15,405,27]
["6123000000-E","REFORESTATION","","",0.1,378,3780]
["6132000000-N","GENERIC EROSION CONTROL ITEM (EA)","CONC WASHOUT STR","",2,1319.9,659.95]
["8007000000-N","CM&R TEMP STR ********","(12+71.00-L-)","",1,140901.97,140901.97]
["8021000000-N","REMV EXT STR **********","(12+71.00-L-)","",1,14437.43,14437.43]
["8121000000-N","UNSTR EXCAV STA *****","(12+71.00-L-)","",1,7404.69,7404.69]
["8182000000-E","A CONC (BRG)","","",46.1,48824.51,1059.0999999999999]
["8210000000-N","BRG APPR SLAB ********","(12+71.00-L-)","",1,41894.660000000003,41894.660000000003]
["8217000000-E","REINF STL (BRG)","","",6881,8601.25,1.25]
["8657000000-N","ELASTOMERIC BEARING","","",1,3613.26,3613.26]
["8860000000-N","GENERIC STR ITEM (LS)","ASBESTOS ASSESSMT","",1,630.72,630.72]
["","","BRG DECK GRINDING","",1,15383.2,15383.2]
["8867000000-E","GENERIC STR ITEM (LF)","2\" DIA. ANCH HOLE NOT","IN SOIL",37,14242.04,384.92]
["","","3'-0\" X 1'-7 1/2\" PRESTRESSED","CONC CORED SLABS",810,120058.2,148.22]
["","","T101 RAIL","",282,55582.2,197.1]
["8893000000-E","GENERIC STR ITEM (SY)","APPROACH SLAB SHDR","PROTECTION",42,1267.56,30.18]
["8897000000-N","GENERIC STR ITEM (EA)","7\" DIA MICROPILES","",10,32340.6,3234.06]
["","","MICROPILE PROOF TESTS","",1,540,540]
["","","ROCK ANCH VERIFICATION TESTS","",1,1620,1620]

{"sheet":"ITEMS - DIV 12","index":14,"n_rows":692,"n_cols":8,"rows_kept":692,"cut":false,"hidden":false,"merged":[[0,0,0,6]]}
["2017 JAN - JUN BID AVERAGES  -  DIVISION 12",null,null,null,null,null,null,1]
["Item #","Item Description ","Item Supplemental Description","Item Supplemental Description 2","Item Quantity","Extended Amt","Average Unit Bid"]
["0000100000-N","MOBILI","","",10,9100227.1600000001,910022.71600000001]
["0000400000-N","CONST SURVEYING","","",4,1415616.98,353904.245]
["0000900000-N","GENERIC MISC ITEM (LS)","ALT LUMP SUM BID FOR","BRG 540054",1,1020000,1020000]
["","","","BRG 540057",1,1600000,1600000]
["","","","BRG 540140",1,572000,572000]
["","","","BRG 540144",1,760000,760000]
["","","DESIGN & CONST OF","BRGS",1,2535567,2535567]
["","","UTIL COORDINATOR","",1,137079.54,137079.54]
["0000915000-N","GENERIC MISC ITEM (EA)","END BENT STR 220034","",2,71600,35800]
["","","END BENT STR 220067","",2,66600,33300]
["","","END BENT STR 540121","",2,85000,42500]
["","","INTERIOR BENT CAP STR","220034",1,20000,20000]
["","","RIGHT OF WAY ACQUISIT","",14,55650,3975]
["0000930000-E","GENERIC MISC ITEM (LF)","AVE FOUND LGTH @ END","BENT 1 STR 220034",16,10960,685]
["","","","BENT 1 STR 220067",38,38,1]
["","","","BENT 1 STR 540121",28,28,1]
["","","","BENT 2 STR 220034",21,21,1]
["","","","BENT 2 STR 220067",27,12960,480]
["","","","BENT 2 STR 540121",56,56,1]
["","","AVE FOUND LGTH AT INT-","RIOR BENT 1 STR 220034",34,107270,3155]
["","","BRG LGTH STR","220034",180,666000,3700]
["","","","220067",90,306900,3410]
["","","","540121",70,182000,2600]
["0001000000-E","CLEAR & GRUB","","",105,8729473.4600000009,83058.738915319002]
["0008000000-E","SUPP CLEAR & GRUB","","",9,43281.35,4809.0388888890002]
["0015000000-N","SEAL ABANED WELLS","","",48,91539.86,1907.080416667]
["0022000000-E","UNCL EXCAV","","",3000100,13010524,4.3366967770000002]
["0029000000-N","REINF BRG APPR ********","(20+70 -Y3- END BENT 1 ONLY)","",1,16091.25,16091.25]
["","","(24+05 -Y4- REV)","",1,38021.32,38021.32]
["","","(24+08 -Y9-)","",1,62166.93,62166.93]
["","","(25+91 -Y11- REV2)","",1,40898.69,40898.69]
["","","(29+07 -Y2- END BENT 1 ONLY)","",1,20615.419999999998,20615.419999999998]
["","","(384+50 -L- LT)","",1,44837.77,44837.77]
["","","(384+58 -L- RT)","",1,38465.620000000003,38465.620000000003]
["","","(594+61 -L- LT)","",1,71518.850000000006,71518.850000000006]
["","","(594+80 -L- RT)","",1,65915.33,65915.33]
["","","(611+27 -L- RT)","",1,44222.23,44222.23]
["","","(611+37 -L- LT)","",1,44187.81,44187.81]
["0036000000-E","UNDERCUT EXCAV","","",46135,262080,5.6807196270000002]
["0106000000-E","BORROW EXCAV","","",388200,3967052,10.219093251]
["0134000000-E","DRNG DITCH EXCAV","","",26305,100899.4,3.8357498570000002]
["0141000000-E","BERM DITCH CONST","","",8030,16833.7,2.0963511829999999]
["0156000000-E","REML OF EXT ASPH PVT","","",78120,274129.2,3.5090783409999999]
["0163000000-E","REML OF EXT CONC PVT","","",2320,6666.8,2.8736206900000001]
["0177000000-E","BRK OF EXT ASPH PVMT","","",10990,21015.4,1.912229299]
["0192000000-N","PROOF ROLLING","","",106,19869.5,187.448113208]
["0195000000-E","SEL GRANULAR MATL","","",18500,630280,34.069189188999999]
["0196000000-E","GEOTEXTILE SOIL STAB","","",98700,196320,1.989057751]
["0199000000-E","TEMP SHORING","","",33603,1057276.6000000001,31.463756212]
["0234000000-E","GENERIC GRAD ITM(CY)","STREAM BENCH MATL","",10,2129.4,212.94]
["0241000000-E","GENERIC GRADING ITEM (SY)","GEOTEXTILE FOR EMBANKMENT","STABILI",17000,68000,4]
["","","LOW DENSITY POLYETHYLENE","",500,7500,15]
["0255000000-E","GENRIC GRAD ITM(TON)","AGG SHDR BORROW","",27641,747393,27.039289460999999]
["","","DISP HAZARDOUS LANDFILL WASTE","",500,75000,150]
["","","DISP NON-HAZARDOUS LAND- FILL WASTE","",1000,100000,100]
["","","HAULING & DISP OF PETRO-","LEUM CONTAMINTD SOIL",150,5122,34.146666666999998]
["0257000000-E","GENERIC GRAD ITEM(LF)","SHDR GRADING","",15750,28350,1.8]
["0318000000-E","FND CONDIT MATL MINOR STRS","","",16983,501217.5,29.512895248]
["0320000000-E","FND CONDIT GEOTEXT","","",109599,189121.76,1.7255792480000001]
["0335200000-E","15\" DRNG PIPE","","",5968,231966.07999999999,38.868310991999998]
["0335300000-E","18\" DRNG PIPE","","",1020,44206.8,43.34]
["0335400000-E","24\" DRNG PIPE","","",2812,145928.16,51.894793741000001]
["0335500000-E","30\" DRNG PIPE","","",960,78220.800000000003,81.48]
["0335600000-E","36\" DRNG PIPE","","",852,81178,95.279342722999999]
["0335700000-E","42\" DRNG PIPE","","",52,4940,95]
["0342000000-E","**\" SIDE DRAIN PIPE","(30\")","",296,24757.439999999999,83.64]
["","","(36\")","",478,48645.9,101.769665272]
["0343000000-E","15\" SIDE DRAIN PIPE","","",4667,170495.48,36.532136276000003]
["0344000000-E","18\" SIDE DRAIN PIPE","","",1240,52717.48,42.514096774000002]
["0345000000-E","24\" SIDE DRAIN PIPE","","",472,25898.639999999999,54.87]
["0348000000-E","**\" SIDE DRAIN PIPE ELB","(15\")","",41,13325.82,325.02]
["","","(18\")","",10,3812.9,381.29]
["","","(24\")","",6,3066.36,511.06]
["","","(30\")","",4,2505.8000000000002,626.45000000000005]
["","","(36\")","",6,5546.64,924.44]
["0350000000-E","***\" RC PIPE CULV, CONTR DESIGN","(42\")","",384,100181.75999999999,260.89]
["","","(54\")","",312,102463.92,328.41]
["","","(66\")","",312,155912.64000000001,499.72]
["0354000000-E","***\" RC PIPE CULV *****","(24\", V)","",288,19362.240000000002,67.23]
["","","(30\", V)","",188,15728.08,83.66]
["","","(36\", V)","",308,38379.879999999997,124.61]
["","","(54\", V)","",248,66044.88,266.31]
["","","(60\", V)","",728,208295.36,286.12]
["","","(66\" ,V)","",1104,405355.68,367.17]
["","","(72\" ,V)","",524,215395.44,411.06]
["0366000000-E","15\" RC PIPE CULV III","","",11156,370612.4,33.220903550000003]
["0372000000-E","18\" RC PIPE CULV III","","",5932,232100.16,39.126797033000003]
["0378000000-E","24\" RC PIPE CULV III","","",5628,295135.59999999998,52.440582800000001]
["0384000000-E","30\" RC PIPE CULV III","","",1976,132071.76,66.837935223000002]
["0390000000-E","36\" RC PIPE CULV III","","",1128,103124.16,91.422127660000001]
["0396000000-E","42\" RC PIPE CULV III","","",36,3600,100]
["0402000000-E","48\" RC PIPE CULV III","","",220,30366.6,138.03]
["0408000000-E","54\" RC PIPE CULV III","","",984,230176.48,233.91918699199999]
["0414000000-E","60\" RC PIPE CULV III","","",356,106191.24,298.29000000000002]
["0420000000-E","66\" RC PIPE CULV III","","",420,118717.2,282.66000000000003]
["0426000000-E","72\" RC PIPE CULV III","","",72,19440,270]
["0448000000-E","***\" RCP CULV IV","(12\")","",4,180,45]
["","","(54\")","",160,36628.800000000003,228.93]
["","","(60\")","",172,55707.360000000001,323.88]
["0448200000-E","15\" RCP CULV IV","","",29564,1177484.96,39.828337167000001]
["0448300000-E","18\" RCP CULV IV","","",6326,288090.56,45.540714512000001]
["0448400000-E","24\" RCP CULV IV","","",5884,332749.40000000002,56.551563561999998]
["0448500000-E","30\" RCP CULV IV","","",1530,111991.67999999999,73.197176471000006]
["0448600000-E","36\" RCP CULV IV","","",1076,100897.4,93.770817844000007]
["0448700000-E","42\" RCP CULV IV","","",800,105295.48,131.61935]
["0453000000-E","**\" PIPE END SECTION","(15\")","",57,45711.72,801.96]
["","","(18\")","",7,5974.57,853.51]
["","","(24\")","",2,1901.78,950.89]
["0576000000-E","**\" CS PIPE CULV *****\"","(36\", 0.079\")","",172,18416.04,107.07]
["","","(42\", 0.109\")","",48,3120,65]
["","","(60\", 0.138\")","",500,55000,110]
["0582000000-E","15\" CS PIPE CULV 0.064\"","","",1836,87962.6,47.909912853999998]
["0588000000-E","18\" CS PIPE CULV 0.064\"","","",388,19369.400000000001,49.921134021]
["0594000000-E","24\" CS PIPE CULV 0.064\"","","",296,20129.12,68.003783784000007]
["0600000000-E","30\" CS PIPE CULV 0.079\"","","",204,16622.759999999998,81.484117647000005]
["0636000000-E","**\" CS ELB *****\" THICK","(15\", 0.064\")","",30,13545.9,451.53]
["","","(18\", 0.064\")","",5,2280.69,456.13799999999998]
["","","(24\", 0.064\")","",5,2754.59,550.91800000000001]
["0973100000-E","**\"WLD STL PIPE GRAD B IN SOIL","(72\", 1\")","",44,68024,1546]
["0973300000-E","**\"WLD STL PIPE GRAD B NOT IN SOIL","(72\", 1\")","",44,134024,3046]
["0995000000-E","PIPE REML","","",21435,452697.67,21.119555399999999]
["1000000000-E","6\" SLOPE PROTECTION","","",610,51490.1,84.41]
["1011000000-N","FINE GRADING","","",4,2443154.46,610788.61499999999]
["1044000000-E","LIME TRT SOIL (SLURRY)","","",88460,256534,2.9]
["1066000000-E","LIME FOR LIME TREATED SOIL","","",900,167085,185.65]
["1077000000-E","57 STONE","","",8,684.16,85.52]
["1099500000-E","SHALLOW UNDERCUT","","",20800,48878,2.3499038460000001]
["1099700000-E","IV SUBGRD STABILI","","",47110,337284,7.1594990449999996]
["1110000000-E","STABILIZER AGG","","",3500,101680,29.051428570999999]
["1115000000-E","GEOTXT FOR PVT STAB","","",47547,166211.56,3.4957318019999999]
["1121000000-E","AGG BASE CRS","","",35099,815739.4,23.241100886000002]
["1176000000-E","SOIL CEM BASE","","",88460,243265,2.75]
["1187000000-E","PC FOR SOIL CEM BASE","","",2436,486225.6,199.6]
["1209000000-E","ASPH CURING SEAL","","",26550,78322.5,2.95]
["1220000000-E","INCIDENTL STONE BASE","","",10444,321309,30.764936806000001]
["1231000000-E","SHDR BORROW","","",11900,58548,4.92]
["1245000000-E","SHDR RECONST","","",242.33,406436.65,1677.203193992]
["1275000000-E","PRIME COAT","","",8880.75,71034.149999999994,7.9986656529999998]
["1297000000-E","MILL ASP PVMT ****\" DTH","(1-1/2\")","",499438,727164,1.455964504]
["","","(2\")","",455800,1139500,2.5]
["","","(2-1/2\")","",35000,117250,3.35]
["","","(3\")","",1950,9750,5]
["1308000000-E","MILL ASPH PVMT *** - ***","(0\" TO 1-1/2\")","",54659,77619.3,1.4200643989999999]
["","","(3\" TO 4-1/2\")","",8080,24240,3]
["1330000000-E","INCIDENTAL MILLING","","",64670,772556,11.946126488000001]
["1489000000-E","ASP CONC BASE CRS B25.0B","","",35441,1758785.15,49.625720211000001]
["1491000000-E","ASP CONC BASE CRS B25.0C","","",75265,3109042,41.307938616999998]
["1498000000-E","ASP CONC INTR CRS I19.0B","","",33870,1679720.8,49.593173899999996]
["1503000000-E","ASP CONC INTR CRS I19.0C","","",73790,2955099,40.047418348999997]
["1508000000-E","ASP CONC INTR CRS I19.0D","","",560,30800,55]
["1519000000-E","ASP CONC SURF CRS S9.5B","","",176040,7221719,41.023170870000001]
["1520000000-E","ASP CONC SURF CRS S9.5B LEVEL","","",7211,311025,43.132020523999998]
["1523000000-E","ASP CONC SURF CRS S9.5C","","",124986,5128846,41.035363961000002]
["1524000000-E","ASP CONC SURF CRS S9.5C LEVEL","","",3628,149336,41.162072766999998]
["1524200000-E","ASP CONC SURF CRS S9.5D","","",53760,2699550,50.21484375]
["1525000000-E","ASP CONC SURF CRS SF9.5A","","",34059,1431979,42.044070583]
["1525100000-E","ASP CONC SURF CRS SF9.5A LEVEL","","",796,36111,45.365577889000001]
["1526000000-E","ASP CONC SURF CRS S4.75A","","",2477,112084.25,45.25]
["1575000000-E","ASP FOR PLANT MIX","","",31215,13058219.75,418.331563351]
["1577000000-E","POLYM MOD ASP BNDR FOR PLT MIX","","",3070,1509170,491.58631921800003]
["1693000000-E","ASPH PLT MIX PVT REP","","",2678,413552.16,154.42575056000001]
["1704000000-E","PATCHING EXT PVT","","",41689,3765820,90.331262443]
["1840000000-E","MILL RUMBLE STRIPS","","",125932,21402.2,0.169950449]
["2022000000-E","SUBDRAIN EXCAV","","",3529,79079.95,22.40860017]
["2026000000-E","GEOTEXTILE FOR SUBSURF DRNS","","",13500,47450,3.5148148149999998]
["2033000000-E","SUBDRAIN FINE AGG","","",170,5628.7,33.11]
["2036000000-E","SUBDRN COARSE AGG","","",2268,144690,63.796296296000001]
["2044000000-E","6\" PERF SUBDRN PIPE","","",14500,114250,7.8793103450000004]
["2070000000-N","SUBDRN PIPE OUTLET","","",29,8054.6,277.74482758599999]
["2077000000-E","6\" OUTLET PIPE","","",174,5179.5,29.767241379000001]
["2099000000-E","SHDR DRAIN","","",6470,54153.9,8.3699999999999992]
["2110000000-E","4\" SHDR DRAIN PIPE","","",6470,10416.700000000001,1.61]
["2121000000-E","4\" OUTLET PIPE FOR SHDR DRN","","",700,7511,10.73]
["2132000000-N","CONC PAD SHLDR DRN OUTLET","","",10,3219.4,321.94]
["2143000000-E","BLOTTING SAND","","",55,1935,35.181818182000001]
["2190000000-N","TEMP STL PLT COVER FOR MDS","","",11,10203.5,927.59090909099996]
["2209000000-E","ENDWALLS","","",78.8,79345.14,1006.918020305]
["2220000000-E","REINF ENDWALLS","","",116.3,156870.82999999999,1348.846345658]
["2253000000-E","PIPE COLLARS","","",9.1379999999999999,14625.14,1600.474939812]
["2264000000-E","PIPE PLUGS","","",2.8090000000000002,1313.82,467.71804912800002]
["2275000000-E","FLOWABLE FILL","","",131,24484,186.900763359]
["2286000000-N","MASNRY DRNG STR","","",883,1623649.08,1838.787180068]
["2297000000-E","MASNRY DRNG STR","","",106.75,174866.3,1638.091803279]
["2308000000-E","MASNRY DRNG STR","","",333,84317.86,253.206786787]
["2354000000-N","FRM W/GRT 840.22 STD","","",22,7670,348.636363636]
["2363000000-N","FRM W/2GRT 840.** STD","(840.20)","",101,49402.13,489.13]
["2364000000-N","FRM W/2GRT 840.16 STD","","",139,86479.360000000001,622.15366906500003]
["2364200000-N","FRM W/2GRT 840.20 STD","","",79,51260.35,648.86518987299996]
["2365000000-N","FRM W/2GRT 840.22 STD","","",191,93007.76,486.95162303699999]
["2366000000-N","FRM W/2GRT 840.24 STD","","",23,15086.05,655.91521739100006]
["2367000000-N","FRM W/2GRT 840.29 STD","","",14,8139.56,581.39714285699995]
["2374000000-N","FRM-GRT-HD 840.03 **","(E)","",57,38877.839999999997,682.06736842099997]
["","","(F)","",129,88354.08,684.91534883700001]
["","","(G)","",139,90196.61,648.89647481999998]
["2396000000-N","FRM W/COVER STD 840.54","","",42,21822.35,519.57976190500005]
["2407000000-N","STL FRAM W/ 2 GTR, STD 840.37","","",12,18000,1500]
["2440000000-N","CONC TRANS SECT FOR CATCH BASIN","","",8,8000,1000]
["2451000000-N","CONC TRANS SECT FOR DROP INLET","","",100,62943.4,629.43399999999997]
["2462000000-E","**\" SLUICE GATE","(36\")","",2,20526.28,10263.14]
["","","(42\")","",1,10000,10000]
["","","(8\")","",2,7270.98,3635.49]
["2473000000-N","GENERIC DRNG ITEM (EA)","ENERGY DISSIPATOR BASIN","",1,500,500]
["2474000000-N","GENERIC DRNG ITEM(LS)","DRY DETENTION BASIN","",1,17790,17790]
["","","HAZARDOUS SPILL BSIN","",1,4357.72,4357.72]
["2535000000-E","**\"X**\" CONC CURB","(8\" X 18\")","",960,21120,22]
["","","(9\" X 12\")","",1190,23324,19.600000000000001]
["2538000000-E","**'-**\" CONC CURB & GTR","(2'-9\")","",58950,1205527.5,20.45]
["2542000000-E","1'-6\" CONC CURB & GTR","","",5500,83875,15.25]
["2549000000-E","2'-6\" CONC CURB & GTR","","",59500,1129262.6000000001,18.979203361]
["2556000000-E","SHDR BERM GTR","","",6315,153127.5,24.248218526999999]
["2570000000-N","MOD CONC FLUME","","",1,1650,1650]
["2577000000-E","CONC EXPRESSWAY GTR","","",1480,31239.9,21.108040541000001]
["2591000000-E","4\" CONC SIDEWALK","","",8350,283900,34]
["2600000000-N","RETROFIT EXT CURB RAMP","","",148,109000,736.48648648599999]
["2605000000-N","CONC CURB RAMP","","",117,165500,1414.52991453]
["2612000000-E","6\" CONC DRIVEWAY","","",8670,453949.2,52.358615917000002]
["2619000000-E","4\" CONC PAVED DITCH","","",373,22218.799999999999,59.567828417999998]
["2627000000-E","4\" CONC ISLAND COVER","","",950,36100,38]
["2647000000-E","5\" MONO CONC ISLANDS (SURF MTD)","","",5820,278633.5,47.875171821000002]
["2655000000-E","5\" MONO CONC ISLDS (KEY IN)","","",16380,967833.4,59.086288156000002]
["2703000000-E","CONC BARR ******","(T)","",480,48000,100]
["2717000000-E","VAR HT CONC BARR****","(T1)","",187,37400,200]
["","","(T2)","",128,32000,250]
["2724000000-E","PC REINF BARR SNGL FC","","",424,51875,122.346698113]
["2738000000-E","GENERIC PAV ITEM (SY)","12\" CONC TRUCK APRON","",1661,307285,185]
["","","6\" REINF CONC DRIVEWY","",640,57171.199999999997,89.33]
["2759000000-N","GENERIC PAVING ITEM (EA)","EMERGENCY VEHICLE ACCESS","",2,13950.8,6975.4]
["2761000000-E","GENERIC PAVING ITEM 848 (SY)","5\" CONC DRIVEWAY","",476,21324.799999999999,44.8]
["2800000000-N","ADJ CATCH BASINS","","",25,53250,2130]
["2815000000-N","ADJ DROP INLETS","","",19,28825,1517.1052631580001]
["2830000000-N","ADJ MHS","","",273,268800,984.61538461500004]
["2845000000-N","ADJ METER OR VALVE BOXES","","",215,186700,868.37209302300005]
["2860000000-N","CONVERT CB TO JB","","",3,5093.38,1697.793333333]
["2875000000-N","CONVERT CB TO DI","","",3,7500,2500]
["2893000000-N","CONV CB TO JB W/MH","","",3,7500,2500]
["2905000000-N","CONVERT DI TO JB","","",2,2593.38,1296.69]
["2920000000-N","CONVERT DI TO CB","","",16,52000,3250]
["2938000000-N","CONVT DI TO JB W/MH","","",2,5440.62,2720.31]
["2950000000-N","CONVERT JB TO DI","","",1,996.68,996.68]
["2995000000-N","GENERIC DRNG ITEM(EA)","CONVT EXT CB TO TBJB","",2,2826.9,1413.45]
["3000000000-N","IMPACT ATTEN 350","","",2,32800,16400]
["3030000000-E","STL BM GRDRL","","",42337.5,674511.13,15.931765692000001]
["3045000000-E","SBGR SHOP CURVED","","",662.5,12591,19.005283019]
["3105000000-N","SBGR TERM SECT","","",20,1866.74,93.337000000000003]
["3150000000-N","ADDIT GRDRL POSTS","","",100,5164.2,51.642000000000003]
["3180000000-N","GR ANCH **********","(350 TL-2)","",7,14000,2000]
["3195000000-N","GR ANCH AT-1","","",7,4101.1000000000004,585.87142857100002]
["3210000000-N","GR ANCH CAT-1","","",56,32042.05,572.17946428599998]
["3215000000-N","GR ANCH III","","",6,9928.92,1654.82]
["3270000000-N","GR ANCH 350","","",115,225269.3,1958.863478261]
["3317000000-N","GR ANCH B-77","","",33,54056.5,1638.0757575759999]
["3319000000-N","GR ANCH B-83","","",6,9750,1625]
["3360000000-E","REM EXT GRDRL","","",17784.5,14965.7,0.84150243199999997]
["3380000000-E","TEMP STL BM GRDRL","","",700,4977,7.11]
["3389100000-N","TEMP GDRL ANCH UNITS 350","","",6,4568.5200000000004,761.42]
["3503000000-E","WOVEN WIRE FENCE 47\" FAB","","",127220,378284.79999999999,2.9734695800000002]
["3509000000-E","4\" TIMBER POSTS 7'-6\"LONG","","",7829,125677,16.052752587000001]
["3515000000-E","5\" TIMBER POSTS 8'-0\"LONG","","",2343,69984.2,29.869483568]
["3533000000-E","CHN LK FENCE**\"FABRIC","(60\")","",2510,18197.5,7.25]
["","","(72\")","",3180,30210,9.5]
["3539000000-E","MET LINE PST **\" FEN","(60\")","",208,12064,58]
["","","(72\")","",262,17816,68]
["3545000000-E","MET TERM PST **\" FEN","(60\")","",32,4000,125]
["","","(72\")","",12,2040,170]
["3557000000-E","ADDL BARBED WIRE","","",7600,76,0.01]
["3628000000-E","RIP RAP, I","","",3187,131239,41.179479133999997]
["3635000000-E","RIP RAP, II","","",10234,478329.06,46.739208521000002]
["3642000000-E","RIP RAP, A","","",252,12845.1,50.972619047999999]
["3649000000-E","RIP RAP, B","","",8309,372114.18,44.784472258999998]
["3651000000-E","BOULDERS","","",30,3339.9,111.33]
["3656000000-E","GEOTEXTILE FOR DRNGE","","",54841,126033.9,2.2981692530000002]
["3659000000-N","PREFORM SCOUR HOLE","","",13,20597.099999999999,1584.392307692]
["4048000000-E","REINF CONC FOUNDTN","","",4,2820,705]
["4054000000-E","PLN CONC FOUNDTN","","",1,10,10]
["4057000000-E","OVERHEAD FOOTING","","",66,66000,1000]
["4060000000-E","SUPP, BRKAWY STL BM","","",2553,21552,8.4418331369999997]
["4066000000-E","SUPPS, SIMPLE STL BM","","",1547,9282,6]
["4072000000-E","SUPP, 3-LB STL U-CHAN","","",12438,90143.85,7.2474553789999998]
["4082100000-N","SUPP OVRHD SIGN STR*","(16+50 -Y1-)","",1,33500,33500]
["","","(27+40 -Y1-)","",1,22000,22000]
["","","(32+62 -Y1-)","",1,54000,54000]
["","","(49+42 -L-)","",1,31000,31000]
["","","(7+30 -Y1-)","",1,29500,29500]
["4096000000-N","SIGN ERECTION, D","","",23,2865.36,124.580869565]
["4102000000-N","SIGN ERECTION, E","","",611,49710.87,81.359852700000005]
["4108000000-N","SIGN ERECTION, F","","",117,12289.36,105.037264957]
["4109000000-N","SIGN ERECTION, *** (OVRHD)","(A)","",6,4800,800]
["4110000000-N","SIGN ERECTION, *** (GRD MTD)","(A)","",2,2000,1000]
["","","(A/B)","",6,4800,800]
["4116100000-N","SIGN ERECT, RELOC ** GRD MTD","(A)","",2,800,400]
["","","(B)","",2,420,210]
["","","(D)","",7,1428.77,204.11]
["","","(E)","",5,589.74,117.94799999999999]
["4138000000-N","DISP SUPP, STL BM","","",2,1000,500]
["4152000000-N","DISP SIGN SYST STL BM","","",3,1500,500]
["4155000000-N","DISP SIGN SYST U-CHAN","","",328,1781.52,5.4314634149999996]
["4158000000-N","DISP SIGN SYST WOOD","","",3,8.0399999999999991,2.68]
["4192000000-N","DISP SUPP, U-CHAN","","",11,1859.72,169.06545454499999]
["4234000000-N","DISP SIGN, A OR B (OVRHD)","","",6,300,50]
["4251000000-N","DISP LIGHT SYS","","",3,1050,350]
["4263000000-N","DISP WALKWAY","","",3,1050,350]
["4273000000-N","GENERIC SIGNING ITEM (EA) 907","DISP OF SIGN SYS ON SPAN WIRE","",1,500,500]
["4360000000-N","GENERIC SIGNING ITEM (EA)","CUTTING OF SIGN HANGERS, OVER-HEAD","",12,600,50]
["4370000000-N","GENERIC SIGN ITEM (LS)","DISP OF FLASHER SYS","",1,20,20]
["4400000000-E","WRK ZONE SIGN (STAT)","","",6012,64770.94,10.773609448]
["4405000000-E","WRK ZONE SIGN (PORT)","","",2450,27217.38,11.109134694]
["4410000000-E","WRK ZONE SIGNS (BAR)","","",1709,13422.62,7.8540784080000003]
["4413000000-E","WORK ZONE ADV/GEN WARN SIGN","","",23577,195544,8.2938456970000001]
["4415000000-N","FLASH ARROW BOARD","","",17,55888.66,3287.5682352939998]
["4420000000-N","PORT CHNGE MSG SIGN","","",16,147322.78,9207.6737499999999]
["4422000000-N","PORT CHANGE MSG SIGN (SHORT TERM)","","",126,22832.400000000001,181.20952381000001]
["4430000000-N","DRUMS","","",3760,190762,50.734574467999998]
["4435000000-N","CONES","","",721,12187.5,16.903606103000001]
["4445000000-E","BARRICADES (III)","","",3188,68359.759999999995,21.442835634000001]
["4450000000-N","FLAGGER","","",6000,158235,26.372499999999999]
["4455000000-N","FLAGGER","","",684,18005.939999999999,26.324473684000001]
["4457000000-N","TEMP TRAF CNTRL (SP)","","",4,395000,98750]
["4465000000-N","TEMP CRASH CUSHIONS","","",26,107207.64,4123.3707692309999]
["4470000000-N","RESET CRASH CUSHION","","",13,18565.47,1428.1130769230001]
["4480000000-N","TMA","","",11,167482.01,15225.637272727001]
["4485000000-E","PORT CONC BARR","","",3370,62620,18.581602373999999]
["4490000000-E","PORT CONC BARR(ANCHRD)","","",4150,118026,28.44]
["4500000000-E","RESET PORT CONC BAR","","",120,2160,18]
["4505000000-E","RESET PORT CONC BARR,ANCH","","",2998,25752.82,8.59]
["4510000000-N","LAW ENFORCEM","","",1674,72604,43.371565113999999]
["4516000000-N","SKINNY DRUM","","",281,16580,59.003558718999997]
["4600000000-N","GENERIC TRAFFIC CONTROL ITEM (EA)","SEQUENTIAL FLASHING WARNING LIGHTS","",16,2720,170]
["","","TEMP PORT TRAFFIC","SIGNAL SYS",1,6000,6000]
["","","WORK ZONE DIGITAL SPEED LIMIT SIGNS","",4,20000,5000]
["","","WORK ZONE PRESENCE LIGHTING","",15,75000,5000]
["4650000000-N","TEMP RAISE PVT MRKS","","",2035,25316,12.44029484]
["4685000000-E","THERMO PVT MKG LINES 4\"90","","",45427,38374.83,0.84475818300000005]
["4686000000-E","THERMO PVT MKG LINES 4\"120","","",38146,35857.24,0.94]
["4695000000-E","THERMO PVT MKG LINES 8\"90 MILS","","",6385,18903.2,2.960563821]
["4697000000-E","THERMO PVT MKG LINE 8\"120 MILS","","",2892,8275.25,2.8614280769999998]
["4700000000-E","12\"WIDE THERM 90 MILS","","",4355,23094.85,5.3030654420000003]
["4705000000-E","THERMO LINES 16\" 120MILS","","",805,8325,10.341614907]
["4710000000-E","24\"WIDE THERMO 120 MILS","","",13625,132638.9,9.7349651379999997]
["4721000000-E","THERMO PVT MKG CHAR 120","","",325,38336.5,117.95846153799999]
["4725000000-E","THERM PVT SYM 90MILS","","",1945,271400.56,139.537562982]
["4726110000-E","HIP THERMO PVT SYM 90 MILS","","",76,30400,400]
["4770000000-E","4\" COLD APPL PLSTIC LINES **","(II)","",8144,29413.759999999998,3.6117092340000001]
["","","(IV)","",3546,7978.5,2.25]
["4780000000-E","8\" COLD APPL PLSTIC LINES **","(II)","",120,960,8]
["4805000000-N","COLD APPL PLASTIC SYM **","(II)","",12,6600,550]
["4810000000-E","PAINT PVMT MKG 4\"","","",4158210,646542.25,0.155485714]
["4815000000-E","PAINT PVMT MKG 6\"","","",19989,5796.81,0.28999999999999998]
["4820000000-E","PAINT PVMT MKG 8\"","","",13802,9525.66,0.69016519300000001]
["4825000000-E","PAINT PVMT MKG 12\"","","",2040,2315,1.1348039219999999]
["4835000000-E","PAINT PVT MKG LINES 24\"","","",10765,42765.52,3.9726446819999999]
["4840000000-N","PAINT PVT MKG CHAR","","",106,6017.5,56.768867925000002]
["4845000000-N","PAINT PVT MKG SYM","","",1246,65624.75,52.668338683999998]
["4847000000-E","POLYUREA LINES (4\" *****)","(HIGHLY REFLECTIVE ELEMENTS)","",1692699,1381956.7,0.81642199800000004]
["4847100000-E","POLYUREA LINES (6\" *****)","(HIGHLY REFLECTIVE ELEMENTS)","",391863,372214.18,0.94985793500000004]
["4847110000-E","POLYUREA LINES (8\" *****)","(HIGHLY REFLECTIVE ELEMENTS)","",22199,37079.199999999997,1.6703094730000001]
["4847120000-E","POLYUREA LINES (12\" *****)","(HIGHLY REFLECTIVE ELEMENTS)","",12974,40290.5,3.1054801909999998]
["4850000000-E","LINE REML 4\" WIDE","","",73943,67460.06,0.91232516900000005]
["4855000000-E","LINE REML 6\" WIDE","","",19971,17170.349999999999,0.85976415799999995]
["4860000000-E","LINE REML 8\" WIDE","","",1535,2917,1.9003257330000001]
["4870000000-E","LINE REML 24\" WIDE","","",531,2324,4.3766478339999999]
["4875000000-N","REML OF SYMB & CHAR","","",113,9305.7900000000009,82.352123894000002]
["4895000000-N","GENERIC PVT MKG ITEM (EA)","IN LANE ROUTE SHIELDS","",2,7000,3500]
["4900000000-N","PERM RAISED PVMT MKR","","",216,2592,12]
["4905000000-N","SNOWPLB PVMT MRKER","","",16332,448322.69,27.450568822000001]
["4915000000-E","7' U-CHANNEL POSTS","","",36,1738.68,48.296666666999997]
["4955000000-N","OBJECT MKR (END OF RD)","","",39,15760.68,404.12]
["5005000000-E","80' HIGH MOUNT STD","","",1,15350,15350]
["5010000000-E","100' HIGH MOUNT STD","","",2,34450,17225]
["5015000000-E","120' HIGH MOUNT STD","","",3,63000,21000]
["5020000000-N","PORTABLE DRIVE UNIT","","",1,5185,5185]
["5025000000-E","HIGH MOUNT FOUNDS","","",42,30870,735]
["5070000000-N","STD FOUNDAT ***********","(R1)","",4,340,85]
["","","(R2)","",2,1320,660]
["5120000000-N","SERVICE POLE ************","(30' 4)","",1,1465,1465]
["5125000000-E","SERVICE LATERAL *****","(3 1/0 USE)","",25,750,30]
["5145000000-N","LITE CNTRL RW**********","(240/480 V)","",1,12150,12150]
["5155000000-E","ELECT DUCT BD, SIZE ***","(2\")","",280,1820,6.5]
["","","(3\")","",190,1472.5,7.75]
["5160000000-E","ELECT DUCT JA, SIZE ***","(2\")","",560,7700,13.75]
["","","(3\")","",255,4143.75,16.25]
["","","(4\")","",230,4542.5,19.75]
["5180000000-E","**-4 W/G FEEDR CIRCUIT","(2)","",700,2975,4.25]
["5205000000-E","**-8 W/G FEEDR N *****\"","(2, 1-1/2\")","",3380,24167,7.15]
["5215000000-E","**-4 W/G FEEDER N *****\"","(2, 1-1/2\")","",4990,45159.5,9.0500000000000007]
["5255000000-N","PORTABLE LIGHTING","","",4,767500,191875]
["5260000000-N","GENERIC LIGHTING ITEM (LS)","UNDERPASS CIRCUITRY (AT","I-85/US-321 INTERCHANGE)",1,8095,8095]
["5270000000-N","GENERIC LIGHTING ITEM (EA)","100' HIGH MOUNT LUM - LED","",12,23400,1950]
["","","120' HIGH MOUNT LUM - LED","",24,46800,1950]
["","","80' HIGH MOUNT LUM - LED","",8,11600,1450]
["","","ELECTRICAL JUNCTION BOXES PC18","",11,3300,300]
["","","ELECTRICAL JUNCTION BOXES PC36","",3,1725,575]
["","","LIGHT STD, MTLT 45' SA, 15' ARM","",6,15900,2650]
["","","ROADWAY LIGHT STD","LUM - 285W LED",6,3420,570]
["","","UNDERPASS LUMIN (WM)","",12,11580,965]
["5319000000-E","B CONC FOR ENCAS LNE","","",5,3000,600]
["5325200000-E","2\" WATER LINE","","",1036,60956,58.837837837999999]
["5325300000-E","3\" WATER LINE","","",20,1375.2,68.760000000000005]
["5325600000-E","6\" WATER LINE","","",9560,630164.80000000005,65.916820083999994]
["5325800000-E","8\" WATER LINE","","",8331,685393,82.270195654999995]
["5326200000-E","12\" WATER LINE","","",29793,1396359.66,46.868716141]
["5326600000-E","16\" WATER LINE","","",6875,801788.86,116.623834182]
["5327400000-E","24\" WATER LINE","","",824,214240,260]
["5329000000-E","DI H2O PIPE FITTINGS","","",54995,312925.2,5.6900663700000003]
["5534000000-E","**\" VALVE","(3\")","",1,736.29,736.29]
["5536000000-E","2\" VALVE","","",6,5183.6400000000003,863.94]
["5540000000-E","6\" VALVE","","",63,66157.2,1050.1142857140001]
["5546000000-E","8\" VALVE","","",18,28851.919999999998,1602.8844444440001]
["5558000000-E","12\" VALVE","","",67,152854.96,2281.4173134329999]
["5558600000-E","16\" VALVE","","",9,49207.77,5467.53]
["5559400000-E","24\" VALVE","","",1,15000,15000]
["5571600000-E","6\" TAPPING VALVE","","",2,10439.34,5219.67]
["5589100000-E","1\" AIR RELEASE VALVE","","",8,33555.699999999997,4194.4624999999996]
["5589200000-E","2\" AIR RELEASE VALVE","","",1,5856.04,5856.04]
["5606000000-E","2\" BLOW OFF","","",5,13842.24,2768.4479999999999]
["5648000000-N","RELOC WATER METER","","",106,278582.25,2628.134433962]
["5649000000-N","RECONNECT H2O METER","","",8,19363.72,2420.4650000000001]
["5656100000-E","RELC **\" RPZ BACKFLOW PREVNT A","(1\")","",1,4000,4000]
["5666000000-E","FIRE HYDRANT","","",41,177594.31,4331.5685365850004]
["5672000000-N","RELOC FIRE HYDRANT","","",23,119920.11,5213.9178260870003]
["5689000000-E","GENERIC UTIL ITEM (EA) 1515","SEWAGE COMBINATION AIR VALVE","",2,12929.64,6464.82]
["5691300000-E","8\" SANIT GRAV SEWER","","",2309,273875,118.611953227]
["5691400000-E","10\" SANIT GRAV SEWER","","",330,34782,105.4]
["5691500000-E","12\" SANIT GRAV SEWER","","",240,57600,240]
["5691600000-E","16\" SANIT GRAV SEWER","","",187,74800,400]
["5691900000-E","24\" SANIT GRAV SEWER","","",1264,316000,250]
["5709500000-E","10\" FORCE MAIN SEWER","","",2344,149875.35999999999,63.94]
["5709600000-E","12\" FORCE MAIN SEWER","","",701,52575,75]
["5768000000-N","SANIT SEW CLEAN-OUT","","",7,10000,1428.5714285710001]
["5769000000-E","DI SEWER PIPE FITTINGS","","",5814,30246.48,5.202352941]
["5775000000-E","4' DIA UTIL MH","","",31,132633.14000000001,4278.4883870969998]
["5781000000-E","UTIL MH WALL, 4' DIA","","",125,37500,300]
["5798000000-E","ABAN **\" UTIL PIPE","(15\")","",188,7520,40]
["5800000000-E","ABAN 6\" UTIL PIPE","","",12091,67246.429999999993,5.5616929949999996]
["5801000000-E","ABAN 8\" UTIL PIPE","","",9631,87232.26,9.0574457479999992]
["5802000000-E","ABAN 10\" UTIL PIPE","","",2253,23846.37,10.584274301000001]
["5804000000-E","ABAN 12\" UTIL PIPE","","",11149,131552.43,11.799482465000001]
["5810000000-E","ABAN 16\" UTIL PIPE","","",115,5750,50]
["5811000000-E","ABAN 18\" UTIL PIPE","","",415,8300,20]
["5813000000-E","ABAN 24\" UTIL PIPE","","",1513,45390,30]
["5815000000-N","REM WATER METER","","",3,3000,1000]
["5815500000-N","REM FIRE HYDRANT","","",42,34054.019999999997,810.81]
["5816000000-N","ABAN UTIL MH","","",19,44000,2315.7894736839999]
["5835000000-E","**\" ENCASEMENT PIPE","(2\")","",188,7520,40]
["5835600000-E","12\" ENCASEMENT PIPE","","",210,15334.2,73.02]
["5835700000-E","16\" ENCASEMENT PIPE","","",775,61860.5,79.819999999999993]
["5835800000-E","18\" ENCASEMENT PIPE","","",350,37278.5,106.51]
["5835900000-E","20\" ENCASEMENT PIPE","","",2720,171363.20000000001,63.001176471000001]
["5836000000-E","24\" ENCASEMENT PIPE","","",915,93994.8,102.72655737700001]
["5836400000-E","36\" ENCASEMENT PIPE","","",1048,231964.4,221.34007633600001]
["5871400000-E","6\" TRENCHLESS INSTALL (IN SOIL)","","",38,5510,145]
["5871410000-E","6\" TRENCHLESS INSTALL (NOT IN SOIL)","","",37,27750,750]
["5872100000-E","20\" TRENCHLESS INSTALL (IN SOIL)","","",808,112724.08,139.51]
["5872110000-E","20\" TRENCHLESS INSTALL (NOT IN SOIL)","","",807,545596.56000000006,676.08]
["5872200000-E","24\" TRENCHLESS INSTALL (IN SOIL)","","",95,18350.2,193.16]
["5872210000-E","24\" TRENCHLESS INSTALL (NOT IN SOIL)","","",95,69324.350000000006,729.73]
["5872400000-E","36\" TRENCHLESS INSTALL (IN SOIL)","","",348,104400,300]
["5872410000-E","36\" TRENCHLESS INSTALL (NOT IN SOIL)","","",116,87000,750]
["5882000000-N","GENERIC UTIL ITEM (EA)","10\" PLUG VALVE","",2,4280.12,2140.06]
["","","ABAN UTIL VAULT","",1,5500,5500]
["","","SEAL SANIT SEWER MH","",5,7500,1500]
["5888000000-E","GENERIC UTIL ITEM (LF)","POLYETHYLENE ENCASMT (POLY WRAP)","",315,3150,10]
["5889000000-E","GENERIC UTIL ITEM (LF) 1510","POLYETHYLENE ENCASEMENT","(WATER LINE)",100,1000,10]
["6000000000-E","TEMP SILT FENCE","","",273500,451290,1.6500548450000001]
["6006000000-E","EROS CONTRL STONE A","","",12260,290104.65000000002,23.662695759000002]
["6009000000-E","EROS CONTRL STONE B","","",47225,832593.4,17.630352566999999]
["6012000000-E","SEDIMENT CONTROL STONE","","",67335,577370.5,8.574597163]
["6015000000-E","TEMP MULCHING","","",650.5,620156.96,953.35428132200002]
["6018000000-E","SEED FOR TEMP SEED","","",33000,59156,1.7926060610000001]
["6021000000-E","FERT FOR TEMP SEED","","",168.5,119053.4,706.54836795300002]
["6024000000-E","TEMP SLOPE DRAINS","","",27725,379677,13.694391344]
["6029000000-E","SAFETY FENCE","","",13400,21144,1.5779104479999999]
["6030000000-E","SILT EXCAV","","",429960,297584.3,0.69212089499999996]
["6036000000-E","MAT FOR EROS CONTRL","","",692100,977079,1.4117598609999999]
["6037000000-E","COIR FIBER MAT","","",3535,14974.4,4.2360396040000001]
["6038000000-E","PERM SOIL REINF MAT","","",26450,143836.5,5.4380529299999996]
["6042000000-E","1/4\" HARDWARE CLOTH","","",53800,210303,3.9089776949999999]
["6045000000-E","**\" TEMP PIPE","(15\")","",55,2729.1,49.62]
["","","(18\")","",515,18221.05,35.380679612000002]
["","","(24\")","",490,22195.599999999999,45.297142856999997]
["","","(36\")","",1800,79902,44.39]
["","","(54\")","",930,116250,125]
["","","(60\")","",695,100543.75,144.667266187]
["6046000000-E","TEMP PIPE FOR STREAM CROSS","","",450,18711,41.58]
["6069000000-E","STILLING BASINS","","",275,506915.75,1843.33]
["6070000000-N","SPECIAL STILL BASINS","","",21,14993.2,713.96190476200002]
["6071010000-E","WATTLE","","",3000,20097.5,6.6991666670000001]
["6071012000-E","COIR FIBER WATTLE","","",39750,318854,8.0214842770000008]
["6071020000-E","POLYACRYLAMIDE (PAM)","","",36655,91850.45,2.5058095759999999]
["6071030000-E","COIR FIBER BAFFLE","","",38800,156429,4.0316752579999999]
["6071050000-E","**\" SKIMMER","(1-1/2\")","",75,89382.56,1191.767466667]
["","","(2\")","",50,63323.97,1266.4793999999999]
["","","(2-1/2\")","",16,21073.15,1317.0718750000001]
["","","(3\")","",3,4534.5,1511.5]
["","","(4\")","",1,1816.25,1816.25]
["6084000000-E","SEED & MULCHING","","",587.5,893741.34,1521.261855319]
["6087000000-E","MOWING","","",549.5,47047.199999999997,85.618198362000001]
["6090000000-E","SEED FOR REPAIR SEED","","",9400,68292,7.265106383]
["6093000000-E","FERT FOR REPAIR SEED","","",25,25791.51,1031.6604]
["6096000000-E","SEED FOR SUPP SEED","","",13350,25085.5,1.8790636700000001]
["6108000000-E","FERTILIZER TOPDRESS","","",399.75,360918.95,902.86166354]
["6111000000-E","IMPERVIOUS DIKE","","",2905,137544.5,47.347504303000001]
["6114500000-N","SPECIALIZD HAND MOW","","",170,6770.5,39.826470587999999]
["6117000000-N","RESPONSE FOR EROS CONTROL","","",475,37360.25,78.653157895000007]
["6120000000-E","CULVERT DIVERSION CHANNEL","","",6668,113875.5,17.077909418000001]
["6123000000-E","REFORESTATION","","",7,14203.46,2029.065714286]
["6126000000-E","STREAMBANK REFORESTATION","","",2.0499999999999998,28348.92,13828.741463415001]
["6132000000-N","GENERIC EROSION CONTROL ITEM (EA)","CONC WASHOUT STR","",54,28468.86,527.20111111100005]
["","","FABRIC INSERT INLET PROTECTION","DEVICE",80,24000,300]
["","","","DEVICE CLEANOUT",200,20000,100]
["6135000000-E","GENERIC EROSION CONTROL ITEM (ACR)","WETLAND GRASS SEED","",1.3,3250,2500]
["7048500000-E","16\" PEDEST SIG HEAD 1 SEC W/CD","","",29,18125,625]
["7060000000-E","SIGNAL CABLE","","",29495,58487.7,1.9829699949999999]
["7120000000-E","VEHICLE SIGNAL HD (12\", 3 SECT)","","",211,148677.62,704.63327014200001]
["7132000000-E","VEHICLE SIGNAL HD (12\", 4 SECT)","","",17,15310.7,900.62941176499999]
["7144000000-E","VEHICLE SIGNAL HD (12\", 5 SECT)","","",6,6287.76,1047.96]
["7180000000-N","BACKPLATE","","",6,600,100]
["7252000000-E","MESSENGER CABLE (1/4\")","","",2425,8777,3.619381443]
["7264000000-E","MESSENGER CABLE (3/8\")","","",7185,29457.45,4.0998538619999998]
["7279000000-E","TRACER WIRE","","",2360,1062,0.45]
["7300000000-E","UNPAVED TRENCH (*****)","(1, 2\")","",7885,52143.55,6.6130057070000001]
["","","(2, 2\")","",470,3760,8]
["","","(3, 2\")","",325,2925,9]
["","","(4, 2\")","",60,945,15.75]
["7300100000-E","UNPAVED TRENCH TEMP LEADIN","","",1410,7966.5,5.65]
["7301000000-E","DIRECT DRILL (***********)","(1, 2\")","",2740,33146.1,12.097116787999999]
["","","(2, 2\")","",1490,20865,14.003355705000001]
["","","(3, 2\")","",850,13600,16]
["7324000000-N","JUNCTION BOX (STD SIZE)","","",129,41571.33,322.25837209299999]
["7348000000-N","JUNCTION BOX (OVER-SIZED, HVY-DUTY)","","",16,7920,495]
["7360000000-N","WOOD POLE","","",34,27402.12,805.94470588199999]
["7372000000-N","GUY ASSEM","","",75,24115.48,321.53973333300002]
["7396000000-E","1/2\" RISER W/ WEATHERHD","","",1,135,135]
["7408000000-E","1\" RISER W/ WEATHRHD","","",6,1715.82,285.97000000000003]
["7420000000-E","2\" RISER W/ WEATHRHD","","",25,10822.46,432.89839999999998]
["7430000000-N","HEAT SHRINK TUB KIT","","",2,480,240]
["7432000000-E","2\" RISER W/ TUBING","","",7,2800,400]
["7444000000-E","INDUCT LOOP SAWCUT","","",61645,441619.25,7.1639102929999998]
["7456000000-E","LEAD-IN CABLE(********)","(14-2)","",50142,78156,1.5586933110000001]
["7481000000-N","SITE SURVEY","","",8,6004.84,750.60500000000002]
["7481200000-N","LUM ARM FOR VIDEO SYS","","",25,18132.2,725.28800000000001]
["7481240000-N","CAMERA W/O INT LOOP EMUL PROCESS","","",31,84479.64,2725.149677419]
["7481260000-N","EXT LOOP EMULATOR PROCESS UNIT","","",8,47597.07,5949.63375]
["7481280000-N","RELOC CAMERA SENSOR UNIT","","",31,10638.72,343.18451612899997]
["7516000000-E","COMMUNICATIONS CABLE (** FIBER)","(24\")","",7240,12670,1.75]
["7528000000-E","DROP CABLE","","",2920,4380,1.5]
["7540000000-N","SPLICE ENCLOSURE","","",5,5250,1050]
["7541000000-N","MOD SPLICE ENCLOSUR","","",1,795,795]
["7552000000-N","INTERCONNECT CENTER","","",6,5550,925]
["7564000000-N","FIBER-OPTIC TRANS DROP/REP","","",6,12000,2000]
["7566000000-N","DELINEATOR MARKER","","",14,840,60]
["7574500000-N","FURN WIRELESS RADIO MODEM","","",1,2000,2000]
["7574550000-N","FURN WRLESS LIGHTNING ARSTR","","",1,300,300]
["7575142000-N","900MHZ RADIO","","",4,14400,3600]
["7575142060-N","MOD RADIO INSTALL","","",5,5625,1125]
["7575180000-N","CABLE TRANSFER","","",10,1500,150]
["7576000000-N","METAL STRAIN SIGNAL POLE","","",12,74046.48,6170.54]
["7588000000-N","SGNL MAST ARM W/ METAL POLE","","",26,309500,11903.846153846]
["7590000000-N","DBL MAST ARM W/ METAL POLE","","",1,9250,9250]
["7613000000-N","SOIL TEST","","",39,38857.68,996.35076923099996]
["7614100000-E","DRILLED PIER FOUND","","",234,163256.4,697.67692307699997]
["7631000000-N","MAST ARM W/ MTL POLE DES","","",27,7200,266.66666666700002]
["7636000000-N","SIGN FOR SIGNALS","","",35,11612.76,331.79314285700002]
["7642100000-N","I POST W/ FOUND","","",18,9310,517.22222222200003]
["7642200000-N","II PED W/ FOUND","","",10,12050,1205]
["7642300000-N","III PED W/ FOUND","","",1,3115,3115]
["7684000000-N","SIGNAL CAB FOUND","","",11,11077.46,1007.041818182]
["7756000000-N","CONTLR W/ CBNT, 2070L BASE MTD","","",13,157648.98000000001,12126.844615385]
["7768000000-N","CONTLR W/ CBNT, 2070L POLE MTD","","",1,14000,14000]
["7780000000-N","DETECTOR CARD(2070L)","","",90,9536.2000000000007,105.95777777799999]
["7901000000-N","CAB BASE EXTENDER","","",13,5158.7299999999996,396.82538461500002]
["7948000000-N","TRAFFIC SIGNAL REML","","",1,2000,2000]
["7960000000-N","METAL POLE FOUND REMVL","","",2,900,450]
["7972000000-N","METAL POLE REML","","",2,700,350]
["7980000000-N","GENERIC SIGNAL ITEM (EA)","POWDER COAT FOR DUAL MAST","ARM POLE (BLACK)",1,1225,1225]
["","","POWDER COAT FOR PUSHBUTTON POST","",16,880,55]
["","","POWDER COAT FOR SIGNAL PEDESTAL","",8,440,55]
["","","POWDER COAT FOR SINGLE MAST","ARM POLE (BLACK)",11,10835,985]
["","","POWDER COAT FOR SINGLE MAST ARM POLE","",15,21750,1450]
["","","POWDER COAT FOR I POST","W/ FOUND (BLACK)",2,90,45]
["","","POWDER COAT FOR II PED-","ESTAL W/ FOUND (BLACK)",2,90,45]
["","","POWDER COAT FOR III PED-","ESTAL W/ FOUND (BLACK)",1,70,70]
["","","REM WIRELESS ASSEM (LOCAL)","",7,2625,375]
["","","REM WIRELESS ASSEM (MASTER)","",1,375,375]
["8017000000-N","CM&R TEMP ACCESS ****","(384+50.00 -L- LT)","",1,55000,55000]
["","","(384+50.00 -L- RT)","",1,55000,55000]
["8035000000-N","REMV EXT STR **********","(192+97.00 -L-)","",1,2682.85,2682.85]
["","","(230+73.00 -L-)","",1,5365.69,5365.69]
["","","(28+98.00 -L-)","",1,10731.37,10731.37]
["","","(32+31.41 -Y11- REV 2)","",1,114297.32,114297.32]
["8070000000-E","FOUND EXCAV","","",111,11100,100]
["8091000000-N","FND EXCAV B** STA ****","(1, 596+50.98 -LT-)","",1,5949.96,5949.96]
["","","(1, 596+50.98 -RT-)","",1,4164.0600000000004,4164.0600000000004]
["","","(1,20+70.23 -Y3- POT)","",1,5367.77,5367.77]
["","","(1,24+05.50 -Y4- REV POT)","",1,3360.89,3360.89]
["","","(1,24+07.99 -Y9- POT)","",1,4755.75,4755.75]
["","","(1,29+07.16 -Y2-)","",1,3366.6,3366.6]
["","","(2, 596+50.98 -LT-)","",1,3997.99,3997.99]
["","","(3, 596+50.98 -LT-)","",1,14253.96,14253.96]
["8096000000-E","PILE EXCAV IN SOIL","","",241,24100,100]
["8097000000-E","PILE EXCAV NOT IN SOIL","","",69,24150,350]
["8105500000-E","**'-**\" DRILL PIER IN SOIL","(4'-6\")","",322.2,306579.74,951.51998758499997]
["8105600000-E","*'-**\" DRILL PIER NO SOIL","(4'-6\")","",108,180350.28,1669.91]
["8111000000-E","PERM STL CASING FOR ** PIER","(4'-6\")","",216,56728.08,262.63]
["8112730000-N","PDA TESTING","","",2,8010.24,4005.12]
["8115000000-N","CSL TESTING","","",4,31321.88,7830.47]
["8121000000-N","UNSTR EXCAV STA *****","(22+34.00-Y3-)","",1,30000,30000]
["","","(32+31.41 -Y11- REV 2)","",1,5426.84,5426.84]
["","","(384+50.00 -L- RT)","",1,2404.1799999999998,2404.1799999999998]
["8126000000-N","CULV EXCAV @ ********","(16+57.60-RPD-)","",1,50000,50000]
["","","(165+35.00-L-)","",1,53656.88,53656.88]
["","","(168+23.00-L-)","",1,53656.88,53656.88]
["","","(18+50.00-RPD-)","",1,25000,25000]
["","","(192+97.00 -L-)","",1,26828.44,26828.44]
["","","(21+83.98-Y3-)","",1,25000,25000]
["","","(230+73.00 -L-)","",1,32194.12,32194.12]
["","","(28+98.00 -L-)","",1,42925.5,42925.5]
["","","(31+64.31 RPD-)","",1,25000,25000]
["","","(43+58.00 -L-)","",1,21462.75,21462.75]
["","","(453+07.00 -L-)","",1,56269.84,56269.84]
["","","(47+57.00-L-)","",1,53656.88,53656.88]
["","","(54+22.00 -L-)","",1,50000,50000]
["","","(553+27.00 -L-)","",1,47361.61,47361.61]
["8133000000-E","FND CONDIT MAT, BOX CULV","","",3512,180226.24,51.317266515]
["8147000000-E","REINF CONC DECK SLAB","","",142643,4849862,34]
["8161000000-E","GROOVING BRG FLOOR","","",386900,173384.97,0.44813897600000002]
["8182000000-E","A CONC (BRG)","","",2669.6,2002200,750]
["8196000000-E","A CONC (CULV)","","",4686.8,2511989.5,535.971131689]
["8210000000-N","BRG APPR SLAB ********","(20+70.23 -Y3- POT)","",1,51304.33,51304.33]
["","","(24+05.50 -Y4- REV POT)","",1,22596.38,22596.38]
["","","(24+07.99 -Y9- POT)","",1,106230.06,106230.06]
["","","(29+07.16 -Y2-)","",1,51607.48,51607.48]
["","","(32+31.41 -Y11- REV 2)","",1,45066.78,45066.78]
["","","(384+50.00 -L- LT)","",1,54120.88,54120.88]
["","","(384+50.00 -L- RT)","",1,48527.95,48527.95]
["","","(596+50.98 -L- LT)","",1,59784.47,59784.47]
["","","(596+50.98 -L- RT)","",1,59873.53,59873.53]
["","","(611+32.01 -L- LT)","",1,45171.28,45171.28]
["","","(611+32.01 -L- RT)","",1,45160.85,45160.85]
["8217000000-E","REINF STL (BRG)","","",446983,375465.72,0.84]
["8238000000-E","SPIRAL COL REINF STL BRG","","",33837,54477.57,1.61]
["8245000000-E","REINF STL (CULVERT)","","",593475,726634.55,1.224372636]
["8265000000-E","54\"PRESTR CONC GIRDR","","",729,168537.51,231.19]
["8274000000-E","63\" MOD PRESTR CONC GIRDR","","",2962.42,803408.3,271.19999865]
["8277000000-E","72\" MOD PRESTR CONC GIRDR","","",2043.05,551480.49,269.93000171300002]
["8280000000-E","STRURAL STL","","",2782000,4322766.59,1.5538341449999999]
["8296000000-N","POLLUTION CONTROL","","",1,8000,8000]
["8328200000-E","PILE DRV EQUIP SETUP ** STL PILES","(HP 12 X 53)","",443,249976.04,564.28]
["8364000000-E","HP12X53 PILES","","",24900,974586,39.14]
["8391000000-N","STL PILE POINTS","","",76,8239.92,108.42]
["8475000000-E","TWO BAR METAL RAIL","","",399.4,39141.199999999997,98]
["8503000000-E","CONC BARR RAIL","","",5137.58,422771.46,82.29000035]
["8505000000-E","VERT CONC BARR RAIL","","",422.9,33527.51,79.279995271000004]
["8517000000-E","1'-**\"X**\"CONC PARAPET","(1'-2\" X 3'-2 3/4\")","",414.65,56342.64,135.87999517700001]
["8524000000-E","**\" CHAIN LINK FENCE","(60\")","",1016,100076,98.5]
["8531000000-E","4\" SLOPE PROTECTION","","",1877,132403.57999999999,70.540000000000006]
["8559000000-E","SURFACE PREP, II","","",38.6,15440,400]
["8608000000-E","RIP RAP II (2'-0\")","","",1751,73506.98,41.98]
["8622000000-E","GEOTEXTILE FOR DRNG","","",2015,4594.2,2.2799999999999998]
["8654000000-N","DISC BEARINGS","","",1,141826.89000000001,141826.89000000001]
["8657000000-N","ELASTOMERIC BEARING","","",1,180397.86,180397.86]
["8660000000-E","CONC REPAIRS","","",80.599999999999994,68510,850]
["8664000000-E","SHOTCRETE REPAIRS","","",262.5,196875,750]
["8678000000-E","EPOXY RESIN INJECTION","","",33.799999999999997,3380,100]
["8692000000-N","FOAM JOINT SEALS","","",2,113799.8,56899.9]
["8706000000-N","EXPAN JOINT SEALS","","",1,166960.79,166960.79]
["8801000000-E","MSE RETAIN WALL NO **","(1)","",2640,228808.8,86.67]
["","","(2)","",2930,221888.9,75.73]
["","","(3)","",6700,512282,76.459999999999994]
["","","(4)","",7305,693975,95]
["","","(5)","",5510,472041.7,85.67]
["","","(6)","",5440,433024,79.599999999999994]
["8804000000-N","GENERIC CULVERT ITEM (LS)","PRECAST REINF CONC 3 SIDED","CULVERT AT STA 22+34.00-Y3-",1,400000,400000]
["8847000000-E","GENERIC RET WALL ITEM (SF)","ANCHED SHEET PILE RETAINING WALL","",6782,894071.06,131.83000000000001]
["8860000000-N","GENERIC STR ITEM (LS)","ABESTOS ASSESSMENT","",1,442.85,442.85]
["","","CLEAN & PAINT EXT","WEATH STL FOR BRG 120",1,168000,168000]
["","","CULVERT LIGHTING SYS","STA 21+83.98-Y3-",1,4500,4500]
["","","","STA 31+64.31-RPD-",1,4500,4500]
["","","PAINT CONTMT FOR","BRG 120",1,45000,45000]
["","","SYNTHETIC RUBBER EXPAN JOINT SEAL","",1,17500,17500]
["8867000000-E","GENERIC STR ITEM (LF)","74\" MOD PRESTRESSED","CONC GIRDERS",3649.15,1008515.59,276.37000123299998]
["","","EXPAN JNT SEAL REPAIR","",105.5,18990,180]
["8881000000-E","GENERIC STR ITEM (CY)","POLYESTER POLYMER CONC MATLS","",995,2238750,2250]
["8892000000-E","GENERIC STR ITEM (SF)","BRG JOINT DEMO","",449.2,107808,240]
["","","EPOXY COATING","",1635,9810,6]
["8893000000-E","GENERIC STR ITEM (SY)","CONC DECK REPAIR FOR POLYESTER"," POLYMER CONC OVERLAY",38.6,3474,90]
["","","PLACE & FINISH POLYESTER","POLYMER CONC OVERLAY",28519,1069462.5,37.5]
["","","SCARIFYING BRG DECK","",28519,442044.5,15.5]
["","","SHOTBLAST BRG DECK","",28519,64167.75,2.25]
["8897000000-N","GENERIC STR ITEM (EA)","BRG JACKING","",9,63000,7000]
["","","CULVERT LIGHTING LUM","",12,13200,1100]

{"sheet":"ITEMS - DIV 13","index":15,"n_rows":411,"n_cols":8,"rows_kept":411,"cut":false,"hidden":false,"merged":[[0,0,0,6]]}
["2017 JAN - JUN BID AVERAGES  -  DIVISION 13",null,null,null,null,null,null,1]
["Item #","Item Description ","Item Supplemental Description","Item Supplemental Description 2","Item Quantity","Extended Amt","Average Unit Bid"]
["0000100000-N","MOBILI","","",6,2660000,443333.33333333302]
["0000400000-N","CONST SURVEYING","","",1,65000,65000]
["0000900000-N","GENERIC MISC ITEM (LS)","DESIGN & CONST OF","BRG",1,2502085,2502085]
["0000915000-N","GENERIC MISC ITEM (EA)","END BENT STR 560009","",2,90000,45000]
["","","INTERIOR BENT CAPS","STR 560009",2,70000,35000]
["","","RIGHT OF WAY ACQUISIT","",2,10000,5000]
["0000930000-E","GENERIC MISC ITEM (LF)","AVE FOUND LGTH @ END","BENT 1 STR 560009",22,9900,450]
["","","","BENT 2 STR 560009",19,8550,450]
["","","AVE FOUND LGTH AT INT","RIOR BENT 1 STR 560009",40,120000,3000]
["","","","RIOR BENT 2 STR 560009",40,120000,3000]
["","","BRG LGTH","STR 560009",240,840000,3500]
["0029000000-N","REINF BRG APPR ********","(25+79.27 -L- WB)","",1,75000,75000]
["","","(25+91.68 -L- EB)","",1,75000,75000]
["0030000000-N","BRG APP SUB REG TIER*","(15+40 -L-)","",1,10000,10000]
["0036000000-E","UNDERCUT EXCAV","","",50,250,5]
["0043000000-N","GRADING","","",2,1138484,569242]
["0050000000-E","SUPP CLEAR & GRUB","","",2,101,50.5]
["0057000000-E","UNDERCUT EXCAV","","",620,17360,28]
["0134000000-E","DRNG DITCH EXCAV","","",465,9075,19.516129031999998]
["0195000000-E","SEL GRANULAR MATL","","",670,35350,52.761194029999999]
["0196000000-E","GEOTEXTILE SOIL STABILI","","",700,3200,4.5714285710000002]
["0199000000-E","TEMP SHORING","","",9549,286470,30]
["0318000000-E","FND CONDIT MATL MINOR STRS","","",160,5950,37.1875]
["0320000000-E","FND CONDIT GEOTEXT","","",480,2605,5.4270833329999997]
["0335200000-E","15\" DRNG PIPE","","",28,1120,40]
["0335850000-E","**\" DRNG PIPE ELB","(15\")","",2,400,200]
["0342000000-E","**\" SIDE DRAIN PIPE","(12\")","",76,4028,53]
["0343000000-E","15\" SIDE DRAIN PIPE","","",796,42984,54]
["0345000000-E","24\" SIDE DRAIN PIPE","","",8,720,90]
["0354000000-E","***\" RC PIPE CULV *****","(15\", V)","",328,20664,63]
["0448200000-E","15\" RCP CULV IV","","",216,12960,60]
["0448300000-E","18\" RCP CULV IV","","",156,9828,63]
["0582000000-E","15\" CS PIPE CULV 0.064\"","","",452,27572,61]
["0636000000-E","**\" CS ELB *****\" THICK","(15\", 0.064)","",8,6376,797]
["0973100000-E","**\"WLD STL PIPE GRAD B IN SOIL","(15\", 0.281\")","",44,8360,190]
["","","(24\", 0.375\")","",130,29250,225]
["","","(42\", 0.625\")","",138,61410,445]
["0973300000-E","**\"WLD STL PIPE GRAD B NOT IN SOIL","(15\", 0.281\")","",44,28820,655]
["","","(24\", 0.375\")","",130,92950,715]
["","","(42\", 0.625\")","",138,178020,1290]
["0986000000-E","GENERIC PIPE ITEM (LF)","15\" CS SLOTTED DRAIN, 0.064\" THICK","",220,24200,110]
["0995000000-E","PIPE REML","","",2680,42880,16]
["1000000000-E","6\" SLOPE PROTECTION","","",210,25200,120]
["1099500000-E","SHALLOW UNDERCUT","","",50,250,5]
["1099700000-E","IV SUBGRD STABILI","","",100,2500,25]
["1121000000-E","AGG BASE CRS","","",5283,127616.25,24.156019307000001]
["1220000000-E","INCIDENTL STONE BASE","","",150,5050,33.666666667000001]
["1245000000-E","SHDR RECONST","","",31.86,374355,11750]
["1275000000-E","PRIME COAT","","",95,950,10]
["1297000000-E","MILL ASP PVMT ****\" DTH","(1-1/2\")","",2845,16717.55,5.876115993]
["","","(2\")","",60356,150890,2.5]
["1308000000-E","MILL ASPH PVMT *** - **","(0\" TO 1-1/2\")","",27570,71682,2.6]
["","","(0\" TO 5\")","",20300,85260,4.2]
["1330000000-E","INCIDENTAL MILLING","","",14705,155450,10.571234274]
["1489000000-E","ASP CONC BASE CRS B25.0B","","",520,33800,65]
["1491000000-E","ASP CONC BASE CRS B25.0C","","",16360,695300,42.5]
["1498000000-E","ASP CONC INTR CRS I19.0B","","",120,7800,65]
["1503000000-E","ASP CONC INTR CRS I19.0C","","",2950,262040,88.827118643999995]
["1508000000-E","ASP CONC INTR CRS I19.0D","","",3380,147030,43.5]
["1519000000-E","ASP CONC SURF CRS S9.5B","","",480,31200,65]
["1523000000-E","ASP CONC SURF CRS S9.5C","","",35530,1753860,49.362792007000003]
["1524200000-E","ASP CONC SURF CRS S9.5D","","",3600,156600,43.5]
["1525000000-E","ASP CONC SURF CRS SF9.5A","","",80,4800,60]
["1575000000-E","ASP FOR PLANT MIX","","",3178,1475360,464.24166142199999]
["1577000000-E","POLYM MOD ASP BNDR FOR PLT MIX","","",832,583284,701.0625]
["1662000000-E","OG ASP FRICT FC-1 MOD","","",10206,811377,79.5]
["1693000000-E","ASPH PLT MIX PVT REP","","",75,11250,150]
["1704000000-E","PATCHING EXT PVT","","",1816,268840,148.03964757700001]
["1840000000-E","MILL RUMBLE STRIPS","","",270946,38432.82,0.141846789]
["1891000000-E","GENERIC PAV ITEM (SY)","FINE MILLING (5/8\")","",77920,272720,3.5]
["2000000000-N","RIGHT OF WAY MKR","","",10,1500,150]
["2022000000-E","SUBDRAIN EXCAV","","",247,4147,16.789473684000001]
["2026000000-E","GEOTEXTILE FOR SUBSURF DRNS","","",1100,5300,4.8181818180000002]
["2036000000-E","SUBDRN COARSE AGG","","",185,9750,52.702702703]
["2044000000-E","6\" PERF SUBDRN PIPE","","",1100,17000,15.454545455]
["2070000000-N","SUBDRN PIPE OUTLET","","",3,1280,426.66666666700002]
["2077000000-E","6\" OUTLET PIPE","","",18,408,22.666666667000001]
["2190000000-N","TEMP STL PLT COVER FOR MDS","","",3,4500,1500]
["2209000000-E","ENDWALLS","","",3.8,7030,1850]
["2275000000-E","FLOWABLE FILL","","",107,26964,252]
["2286000000-N","MASNRY DRNG STR","","",18,35864,1992.4444444440001]
["2308000000-E","MASNRY DRNG STR","","",11.3,5650,500]
["2364200000-N","FRM W/2GRT 840.20 STD","","",6,3234,539]
["2365000000-N","FRM W/2GRT 840.22 STD","","",7,3689,527]
["2367000000-N","FRM W/2GRT 840.29 STD","","",3,1828,609.33333333300004]
["2396000000-N","FRM W/COVER STD 840.54","","",1,448,448]
["2473000000-N","GENERIC DRNG ITEM(EA)","REM & REPL CONC APRN","",25,91500,3660]
["2484000000-E","GENERIC DRNG ITEM (LF)","FLEXIBLE SEALANT (CRACK RE- PAIR)","",650,16250,25]
["2556000000-E","SHDR BERM GTR","","",560,22850,40.803571429000002]
["2612000000-E","6\" CONC DRIVEWAY","","",65,4225,65]
["2738000000-E","GENERIC PAV ITEM (SY)","4\" CONC SIDEWALK","",25,4460,178.4]
["","","REM & REPL 4\" CONC","PAVED DITCH",2000,152000,76]
["2752000000-E","GENERIC PAV ITEM (LF)","REM & REPL 8\" X 6\"","CONC CURB",380,8987,23.65]
["2830000000-N","ADJ MHS","","",2,5000,2500]
["3000000000-N","IMPACT ATTEN 350","","",2,31000,15500]
["3030000000-E","STL BM GRDRL","","",3687.5,58475,15.857627119]
["3060000000-E","SBGR DOUBLE FACED","","",1900,45600,24]
["3105000000-N","SBGR TERM SECT","","",4,700,175]
["3150000000-N","ADDIT GRDRL POSTS","","",10,195,19.5]
["3180000000-N","GR ANCH **********","(BIC)","",13,35100,2700]
["","","(BURIED IN CUT)","",24,67200,2800]
["3210000000-N","GR ANCH CAT-1","","",57,32025,561.84210526300001]
["3215000000-N","GR ANCH III","","",17,27150,1597.0588235289999]
["3270000000-N","GR ANCH 350","","",36,81725,2270.1388888890001]
["3317000000-N","GR ANCH B-77","","",15,24500,1633.3333333329999]
["3319000000-N","GR ANCH B-83","","",42,68950,1641.6666666670001]
["3360000000-E","REM EXT GRDRL","","",5525,5525,1]
["3387000000-N","TEMP GDRL ANCH UNIT**","(B-77)","",6,5700,950]
["","","(CAT-1)","",4,1400,350]
["","","(III)","",5,4000,800]
["3389100000-N","TEMP GDRL ANCH UNITS 350","","",3,3600,1200]
["3420000000-E","GENERIC GRDRL ITEM (LF)","REM & REPL EXT","GRDRL",20900,329175,15.75]
["","","REM & RESET EXT","GRDRL",59660,244606,4.0999999999999996]
["","","REM & RESET EXT GRDRL","",76036,1237105.72,16.27]
["","","TEMP STL BM GRDRL","W/ EXTRA LGTH POSTS",4395,57135,13]
["3503000000-E","WOVEN WIRE FENCE 47\" FAB","","",1220,4270,3.5]
["3509000000-E","4\" TIMBER POSTS 7'-6\"LONG","","",72,1152,16]
["3515000000-E","5\" TIMBER POSTS 8'-0\"LONG","","",28,896,32]
["3595000000-E","RELAPPING GRDRL","","",925,3237.5,3.5]
["3628000000-E","RIP RAP, I","","",259,11480,44.324324324000003]
["3649000000-E","RIP RAP, B","","",270,10984,40.681481480999999]
["3656000000-E","GEOTEXTILE FOR DRAINGE","","",2508,11200,4.4657097290000003]
["4025000000-E","CONTR FURN, ***SIGN","(A)","",184,3312,18]
["","","(B)","",27.5,962.5,35]
["","","(D)","",4,64,16]
["","","(MILEMARKER)","",8,128,16]
["4048000000-E","REINF CONC FOUNDTN","","",1,850,850]
["4066000000-E","SUPPS, SIMPLE STL BM","","",1031,4639.5,4.5]
["4072000000-E","SUPP, 3-LB STL U-CHAN","","",87,1006.5,11.568965517000001]
["4078000000-E","SUPP, 2-LB STL U-CHAN","","",2,70,35]
["4096000000-N","SIGN ERECTION, D","","",2,290,145]
["4102000000-N","SIGN ERECTION, E","","",3,375,125]
["4110000000-N","SIGN ERECTION, *** (GRD MTD)","(A)","",1,425,425]
["","","(B)","",1,125,125]
["4114000000-N","SIGN ERECTION MILEMKR","","",2,150,75]
["4116100000-N","SIGN ERECT, RELOC ** GRD MTD","(D)","",1,115,115]
["4152000000-N","DISP SIGN SYST STL BM","","",1,75,75]
["4155000000-N","DISP SIGN SYST U-CHAN","","",11,137,12.454545455]
["4192000000-N","DISP SUPP, U-CHAN","","",1,15,15]
["4238500000-N","DISP SIGN, MILEMKR","","",2,30,15]
["4400000000-E","WRK ZONE SIGN (STAT)","","",1765,12972.8,7.3500283289999997]
["4405000000-E","WRK ZONE SIGN (PORT)","","",1480,117959.67999999999,79.702486485999998]
["4410000000-E","WRK ZONE SIGN (BARR)","","",448,9838.4,21.960714286000002]
["4415000000-N","FLASH ARROW BOARD","","",11,43614,3964.909090909]
["4420000000-N","PORTABLE CHANGE MSG SIGN","","",14,170420,12172.857142856999]
["4422000000-N","PORT CHANGE MSG SIGN (SHORT TERM)","","",40,3000,75]
["4430000000-N","DRUMS","","",690,51440,74.550724638000005]
["4435000000-N","CONES","","",195,21132.5,108.371794872]
["4445000000-E","BARRICADES (III)","","",434,23598,54.373271889000002]
["4450000000-N","FLAGGER","","",400,19840,49.6]
["4455000000-N","FLAGGER","","",110,9750,88.636363635999999]
["4465000000-N","TEMP CRASH CUSHIONS","","",2,14200,7100]
["4470000000-N","RESET CRASH CUSHION","","",4,6000,1500]
["4480000000-N","TMA","","",10,305358,30535.8]
["4485000000-E","PORT CONC BARR","","",2080,39104,18.8]
["4500000000-E","RESET PORT CONC BAR","","",7270,23627.5,3.25]
["4510000000-N","LAW ENFORCEM","","",1395,74012.5,53.055555556000002]
["4516000000-N","SKINNY DRUM","","",100,1190,11.9]
["4590000000-E","GENERIC TRAFFIC CONTROL ITEM (LF)","WORK ZONE \"PERFORMANCE\" PAVE-","MENT MKG LINES, 6\"",32303,30687.85,0.95]
["4595000000-E","GENERIC TRAFFIC CONTROL ITEM (SF)","HIGH VISIBILITY RIGID PORTABLE","WORK ZONE SIGNS",320,2528,7.9]
["","","HIGH VISIBILITY STATIONARY","WORK ZONE SIGNS",272,2067.1999999999998,7.6]
["","","WORK ZONE TRAFFIC \"PATTERN MASKING\"","",135400,74470,0.55000000000000004]
["4600000000-N","GENERIC TRAFFIC CONTROL ITEM (EA)","HIGH VISIBILITY DRUMS","",155,9555.75,61.65]
["","","SEQUENTIAL FLASHING WARNING LIGHTS","",24,1920,80]
["","","WORK ZONE DIGITAL SPEED LIMIT SIGNS","",10,53500,5350]
["4650000000-N","TEMP RAISED PVMT MRKS","","",330,3547.5,10.75]
["4697000000-E","THERMO PVT MKG LINE 8\"120 MILS","","",290,1397.8,4.82]
["4710000000-E","24\"WIDE THERM 120MILS","","",740,13379.2,18.079999999999998]
["4725000000-E","THERM PVT SYM 90MILS","","",43,10450,243.02325581400001]
["4810000000-E","PAINT PVMT MKG 4\"","","",159466,31674.04,0.19862566300000001]
["4815000000-E","PAINT PVMT MKG 6\"","","",12000,1200,0.1]
["4845000000-N","PAINT PVT MKG SYM","","",12,1380,115]
["4847000000-E","POLYUREA LINES (4\" *****)","(HIGHLY REFLECTIVE ELEMENTS)","",2648,7944,3]
["","","(HIGHLY REFLECTIVE MEDIA)","",1084,2168,2]
["4847100000-E","POLYUREA LINES (6\" *****)","(HIGHLY REFLECTIVE ELEMENTS)","",340550,319857.46000000002,0.93923787999999997]
["","","(HIGHLY REFLECTIVE MEDIA)","",13748,22684.2,1.65]
["4847120000-E","POLYUREA LINES (12\" *****)","(HIGHLY REFLECTIVE ELEMENTS)","",12150,29913,2.4619753090000001]
["4855000000-E","LINE REML 6\" WIDE","","",6289,6070.55,0.96526474799999995]
["4870000000-E","LINE REML 24\" WIDE","","",12,144.6,12.05]
["4900000000-N","PERM RAISED PVMT MKR","","",4,96,24]
["4905000000-N","SNOWPLB PVMT MRKER","","",2420,60670.5,25.070454545]
["5255000000-N","PORTABLE LIGHTING","","",1,15000,15000]
["6000000000-E","TEMP SILT FENCE","","",7000,13705,1.957857143]
["6006000000-E","EROS CONTRL STONE A","","",440,16050,36.477272726999999]
["6009000000-E","EROS CONTRL STONE B","","",2065,84465,40.903147699999998]
["6012000000-E","SEDIMENT CONTROL STONE","","",1020,38120,37.372549020000001]
["6015000000-E","TEMP MULCHING","","",12.5,10000,800]
["6018000000-E","SEED FOR TEMP SEED","","",800,2400,3]
["6021000000-E","FERT FOR TEMP SEED","","",5,3800,760]
["6024000000-E","TEMP SLOPE DRAINS","","",1080,11560,10.703703704]
["6029000000-E","SAFETY FENCE","","",400,1200,3]
["6030000000-E","SILT EXCAV","","",2690,52240,19.420074349]
["6036000000-E","MAT FOR EROS CNTROL","","",19200,23958,1.2478125]
["6037000000-E","COIR FIBER MAT","","",350,1450,4.1428571429999996]
["6038000000-E","PERM SOIL REINF MAT","","",1300,3900,3]
["6042000000-E","1/4\" HARDWARE CLOTH","","",1735,5685,3.2766570609999999]
["6045000000-E","**\" TEMP PIPE","(36\")","",60,6000,100]
["6070000000-N","SPECIAL STILL BASINS","","",3,3000,1000]
["6071010000-E","WATTLE","","",1280,8960,7]
["6071020000-E","POLYACRYLAMIDE(PAM)","","",935,2865,3.0641711229999999]
["6071030000-E","COIR FIBER BAFFLE","","",1065,5325,5]
["6071050000-E","**\" SKIMMER","(1-1/2\")","",7,6720,960]
["6084000000-E","SEED & MULCHING","","",13,26500,2038.4615384619999]
["6087000000-E","MOWING","","",6.5,787.5,121.15384615399999]
["6090000000-E","SEED FOR REPAIR SEED","","",200,700,3.5]
["6093000000-E","FERT FOR REPAIR SEED","","",0.5,350,700]
["6096000000-E","SEED FOR SUPP SEED","","",325,975,3]
["6108000000-E","FERTILIZER TOPDRESS","","",9.5,6500,684.21052631600003]
["6111000000-E","IMPERVIOUS DIKE","","",60,1200,20]
["6114500000-N","SPECIALIZD HAND MOW","","",40,2900,72.5]
["6117000000-N","RESPONSE FOR EROS CONTROL","","",43,6650,154.65116279099999]
["6123000000-E","REFORESTATION","","",0.6,750,1250]
["6132000000-N","GENERIC EROSION CONTROL ITEM (EA)","CONC WASHOUT STR","",5,3000,600]
["7048500000-E","16\" PEDEST SIG HEAD 1 SEC W/CD","","",46,20700,450]
["7060000000-E","SIGNAL CABLE","","",56220,87141,1.55]
["7120000000-E","VEHICLE SIGNAL HD (12\", 3 SECT)","","",159,104343.75,656.25]
["7132000000-E","VEHICLE SIGNAL HD (12\", 4 SECT)","","",110,89980,818]
["7144000000-E","VEHICLE SIGNAL HD (12\", 5 SECT)","","",6,6546,1091]
["7229000000-N","APS DETECTOR STATION","","",30,24510,817]
["7230000000-N","CENT CONT UNIT APS DETECT STA","","",4,11992,2998]
["7252000000-E","MESSENGER CBLE(1/4\")","","",243940,514713.4,2.11]
["7264000000-E","MESSENGER CBLE(3/8\")","","",970,7275,7.5]
["7279000000-E","TRACER WIRE","","",113700,51165,0.45]
["7301000000-E","DIRECT DRILL (***********)","(1, 2\")","",830,9254.5,11.15]
["","","(2, 2\")","",41320,584678,14.15]
["7312000000-N","JUNCTION BOX (**********)","(SPECIAL-SIZED)","",81,58158,718]
["7324000000-N","JUNCTION BOX (STD SIZE)","","",31,8401,271]
["7348000000-N","JUNCTION BOX (OVER-SIZED, HVY-DUTY)","","",355,267670,754]
["7360000000-N","WOOD POLE","","",5,5965,1193]
["7372000000-N","GUY ASSEM","","",507,168070.5,331.5]
["7384000000-E","***\" RISER W/ ***********","(1\" HEAT SHRINK TUBNG)","",5,2810,562]
["","","(1.25\", HEAT SHRINK TUBING)","",25,19350,774]
["7396000000-E","1/2\" RISER W/ WEATHERHD","","",8,2624,328]
["7408000000-E","1\" RISER W/ WEATHERHD","","",27,12987,481]
["7420000000-E","2\" RISER W/ WEATHERHD","","",50,52250,1045]
["7430000000-N","HEAT SHRINK TUB KIT","","",142,30814,217]
["7432000000-E","2\" RISER W/ TUBING","","",197,221822,1126]
["7444000000-E","INDUCT LOOP SAWCUT","","",1336,8857.68,6.63]
["7456000000-E","LEAD-IN CABLE(********)","(14-2)","",28200,41736,1.48]
["7516000000-E","COMMUNICATIONS CABLE (** FIBER)","( 24)","",313780,458118.8,1.46]
["","","(60)","",131710,233126.7,1.77]
["","","(96)","",55880,115112.8,2.06]
["7528000000-E","DROP CABLE","","",79610,139317.5,1.75]
["7540000000-N","SPLICE ENCLOSURE","","",237,235815,995]
["7552000000-N","INTERCONNECT CENTER","","",265,239560,904]
["7566000000-N","DELINEATOR MARKER","","",108,5859,54.25]
["7575142200-N","NEW ELECTRICAL SERV","","",32,86048,2689]
["7575160000-E","REM EXT COMM CABLE","","",20990,18891,0.9]
["7575180000-N","CABLE TRANSFER","","",10,910,91]
["7636000000-N","SIGN FOR SIGNALS","","",10,3200,320]
["7642100000-N","I POST W/ FOUND","","",22,32472,1476]
["7642200000-N","II PED W/ FOUND","","",4,8060,2015]
["7648000000-N","RELOC EXT SIGN","","",1,107,107]
["7684000000-N","SIGNAL CAB FOUND","","",5,27520,5504]
["7686000000-N","CONDUIT ENTR INTO EXT FOUND","","",35,26390,754]
["7687000000-N","MOD FOUND FOR CONTRLR CBNT","","",3,453,151]
["7696000000-N","CONTLR W/ CBNT (******)","(2070E, 332, BASE MTD)","",5,52155,10431]
["","","(2070E, 336S BASE MTD)","",25,246875,9875]
["","","(2070E, 336S POLE MTD)","",34,390728,11492]
["7708000000-N","DETECTOR CARD (******)","(MODEL 222)","",1613,166139,103]
["7901000000-N","CAB BASE EXTENDER","","",50,16750,335]
["7901010000-N","CAB BASE ADAPTER","","",3,1545,515]
["7980000000-N","GENERIC SIGNL ITEM(EA)","2.4 GHZ ETHERNT RADIO","",4,18008,4502]
["","","5/8\" X 10' GROUNDING ELECTRODE","",128,46848,366]
["","","900 MHZ ETHERNET RADIO","",34,216716,6374]
["","","CCTV CAB","",16,92256,5766]
["","","CCTV CAB DISCONNECT","",2,680,340]
["","","CCTV CAMERA ASSEM","",29,112085,3865]
["","","CCTV TEST CAB","",1,3038,3038]
["","","CCTV WOOD POLE","",14,50890,3635]
["","","COMMUNICATIONS RACK","",2,5786,2893]
["","","COMPUTER WORKSTATN","",4,12624,3156]
["","","CONTRL W/ CAB & AUX","FILE (2070E, 332, BASE MOUNT- ED)",212,2509020,11835]
["","","DIGITL DISPLAY MONITOR","",3,5916,1972]
["","","ETHERNET CORE SWITCH","",1,58000,58000]
["","","ETHERNET EDGE SWITCH","",291,356038.5,1223.5]
["","","FIREWALL","",1,3255,3255]
["","","FURN 2.4 GHZ ETHERNET RADIO","",1,1862,1862]
["","","FURN 2018 ENHANCED CONFLICTMONITOR","",14,13328,952]
["","","FURN 2070E CONTRL","",14,22470,1605]
["","","FURN 332 CAB","",11,80993,7363]
["","","FURN 336S CAB","",3,20403,6801]
["","","FURN 900 MHZ ETHERNET RADIO","",2,3014,1507]
["","","FURN CCTV CAB","",1,2676,2676]
["","","FURN CCTV CAMERA ASSEM","",2,5786,2893]
["","","FURN CONFLICT MONITOR TEST-ER","",2,34694,17347]
["","","FURN DETECTOR CARD (MODEL 222)","",81,6196.5,76.5]
["","","FURN ETHERNET EDGE SWITCH","",15,17460,1164]
["","","FURN FIBER-OPTIC POWER METER","",2,5160,2580]
["","","FURN FIBER-OPTIC RESTORA- TION KIT","",1,3224,3224]
["","","FURN OPTICAL LIGHT GENERA- TOR","",4,15476,3869]
["","","FURN SPARE CABLE & CONNEC- TORS KIT","",1,3224,3224]
["","","FURN VIDEO MONITOR","",1,1422,1422]
["","","FURN VISUAL FAULT LOCATOR","",2,1160,580]
["","","GUY ASSEM (AERIAL)","",41,13591.5,331.5]
["","","GUY ASSEM (SIDEWALK)","",61,29036,476]
["","","ITS SERVER","",2,37800,18900]
["","","KVM SWITCH","",1,3134,3134]
["","","LAPTOP COMPUTER","",7,23639,3377]
["","","MOD EXT ELECT SERVICE","",5,11690,2338]
["","","MOD EXT SPLICE","",4,5064,1266]
["","","MOD VIDEO SERVER","",1,4339,4339]
["","","MW VEH DET SYS - MULTI ZONE","",1,8250,8250]
["","","NETWORK VIDEO RECORDER","",1,8594,8594]
["","","POLE-MOUNT RADIO CAB","",2,11736,5868]
["","","PRINTER","",1,2650,2650]
["","","PTZ JOYSTICK","",1,1085,1085]
["","","REM SPLICE/HUB CAB","",1,1145,1145]
["","","REM SPLICE/HUB CAB FOUND","",1,701,701]
["","","SOLAR POWER ASSEM","",2,18630,9315]
["","","SPECIAL COATING (332 CAB)","",5,1200,240]
["","","SPECIL COAT (336 CAB)","",2,480,240]
["","","SPECIAL COATING (BASE EXTENDER/ADAPTER)","",5,1200,240]
["","","SURF MTD JUNCTON BOX","",4,4652,1163]
["","","TERMINAL SPLICE CAB","",1,1748,1748]
["","","TEST CONTRL W/ CAB","",1,13027,13027]
["","","UPS (TMC)","",1,4339,4339]
["7985000000-N","GENERIC SIGNL ITEM(LS)","CITY HALL MODS","",1,21140,21140]
["","","DIVISION 13 OFFICE MODIFICA- TIONS","",1,13712,13712]
["","","MOD CCTV SOFTWARE","",1,5062,5062]
["","","NETWORK MANAGEMENT SOFTWARE","",1,20250,20250]
["","","SIGNAL SYS SOFTWARE","",1,585000,585000]
["","","SYS SUPP SOFTWARE & DEVICES","",1,1618,1618]
["","","TMC MODIFICATIONS","",1,20836,20836]
["","","TRAINING","",1,50000,50000]
["7990000000-E","GENERIC SIGNAL ITEM (LF)","AERIAL CABLE PROTECTOR","",880,5253.6,5.97]
["","","ETHERNET CABLE","",675,7458.75,11.05]
["","","PLENUM-RATED COMMUNICATIONS","CABLE (24 FIBER)",300,3315,11.05]
["","","UNDERGROUND CONDUIT (1, 2\")","",1965,12910.05,6.57]
["","","UNDERGROUND CONDUIT (2, 2\")","",42390,331913.7,7.83]
["","","WALL-MTD CONDUIT (1.25\")","",1065,22524.75,21.15]
["7991000000-E","GENERIC SIGNL ITEM (SF)","BRICK PAVERS","",100,4008,40.08]
["8007000000-N","CM&R TEMP STR *********","(25+85.40 -L-)","",1,665000,665000]
["8021000000-N","REMV EXT STR **********","(15+40.00-L-)","",1,25000,25000]
["8035000000-N","REMV EXT STR **********","(25+85.40 -L- EB)","",1,320000,320000]
["","","(25+85.40 -L- WB)","",1,320000,320000]
["8112730000-N","PDA TESTING","","",1,1500,1500]
["8121000000-N","UNSTR EXCAV STA *****","(15+40.00-L-)","",1,10000,10000]
["8126000000-N","CULV EXCAV @ *********","(24+88.00 -L-)","",1,25000,25000]
["8133000000-E","FND CONDIT MAT, BOX CULV","","",21,1050,50]
["8147000000-E","REINF CONC DECK SLAB","","",10436,365260,35]
["8161000000-E","GROOVING BRG FLOOR","","",43197,88645.9,2.0521309350000001]
["8182000000-E","A CONC (BRG)","","",254.2,316440,1244.846577498]
["8196000000-E","A CONC (CULV)","","",32.6,55420,1700]
["8210000000-N","BRG APPR SLAB ********","(15+40.00-L-)","",1,20000,20000]
["","","(25+85.40 -L- EB)","",1,50000,50000]
["","","(25+85.40 -L- WB)","",1,50000,50000]
["8217000000-E","REINF STL (BRG)","","",33692,58922.2,1.7488483909999999]
["8245000000-E","REINF STL (CULVERT)","","",3124,7810,2.5]
["8274000000-E","63\" MOD PRESTR CONC GIRDR","","",1146.08,401128,350]
["8296000000-N","POLLUTION CONTROL","","",2,600000,300000]
["8328200000-E","PILE DRV EQUIP SETUP ** STL PILES","(HP 12 X 53)","",44,24200,550]
["8364000000-E","HP12X53 PILES","","",2345,102550,43.731343283999998]
["8475000000-E","TWO BAR METAL RAIL","","",184.37,23046.25,125]
["8503000000-E","CONC BARR RAIL","","",461.2,76098,165]
["8517000000-E","1'-**\"X**\"CONC PARAPET","(1'-2\" x 2'-10\")","",200,15000,75]
["8531000000-E","4\" SLOPE PROTECTION","","",1395,167400,120]
["8559000000-E","SURFACE PREP, II","","",312,56640,181.53846153800001]
["8566000000-E","SURFACE PREP, III","","",9,7250,805.55555555599994]
["8608000000-E","RIP RAP II (2'-0\")","","",320,11200,35]
["8622000000-E","GEOTEXTILE FOR DRNG","","",355,887.5,2.5]
["8657000000-N","ELASTOMERIC BEARING","","",2,18000,9000]
["8660000000-E","CONC REPAIRS","","",382.4,184989.38,483.75883891199999]
["8664000000-E","SHOTCRETE REPAIRS","","",1168.5,934800,800]
["8678000000-E","EPOXY RESIN INJECTION","","",272.2,37294,137.0095518]
["8692000000-N","FOAM JOINT SEALS","","",2,145500,72750]
["8753200000-E","3'-0\"X 3'-3\" PRESTR BOX BEAM","","",1100,261800,238]
["8860000000-N","GENERIC STR ITEM (LS)","ASBESTOS ASSESSMT","",2,3000,1500]
["","","CLEAN & PAINT EXT","WEATH STL FOR BRG 827",1,35000,35000]
["","","CLEAN & REPAINT OF","BRG 412",1,60000,60000]
["","","","BRG 415",1,60000,60000]
["","","","BRG 421",1,70000,70000]
["","","","BRG 422",1,70000,70000]
["","","","BRG 429",1,475000,475000]
["","","CLEAN & REPAINT","OF BRG 138",1,148000,148000]
["","","","OF BRG 143",1,148000,148000]
["","","","OF BRG 146",1,170000,170000]
["","","","OF BRG 149",1,170000,170000]
["","","","OF BRG 151",1,150000,150000]
["","","","OF BRG 152",1,138000,138000]
["","","PAINT CONTMT","FOR BRG 138",1,25000,25000]
["","","","FOR BRG 143",1,25000,25000]
["","","","FOR BRG 146",1,40000,40000]
["","","","FOR BRG 149",1,40000,40000]
["","","","FOR BRG 151",1,25000,25000]
["","","","FOR BRG 152",1,20000,20000]
["","","PAINT CONTMT FOR","BRG 412",1,25000,25000]
["","","","BRG 415",1,25000,25000]
["","","","BRG 421",1,25000,25000]
["","","","BRG 422",1,25000,25000]
["","","","BRG 429",1,275000,275000]
["","","","BRG 827",1,11500,11500]
["","","VOLUMERIC MIXER","",2,10700,5350]
["8867000000-E","GENERIC STR ITEM (LF)","EXPAN JNT SEAL REPAIR","",88.5,44250,500]
["8881000000-E","GENERIC STR ITEM (CY)","LATEX MOD CONC. OVERLAY-","VERY EARLY STRENGTH",149.69999999999999,351795,2350]
["","","LATEX MOD CONC-VERY","EARLY STRENGTH",51.3,56430,1100]
["8882000000-E","GENERIC STR ITEM (CF)","CONC FOR DECK REPAIR","",53.6,7810,145.70895522399999]
["","","ELASTOMERIC CONC","",502.5,192112.5,382.313432836]
["8889000000-E","GENERIC STR ITEM (LB)","BEAM REPAIR","",3160,108320,34.278481012999997]
["8892000000-E","GENERIC STR ITEM (SF)","BRG JOINT DEMO","",2005,94931,47.347132170000002]
["","","CONC DECK REPAIR FOR","EPOXY OVERLAY",9.8000000000000007,1470,150]
["","","EPOXY COATING","",4505,114393.29,25.392517203000001]
["","","EPOXY OVERLAY SYS-","MECH DISTRIBUTED",58294,384740.4,6.6]
["8893000000-E","GENERIC STR ITEM (SY)","HYDRO-DEMO OF","BRG DECK",3673,407725,111.005989654]
["","","PLACE & FINISH LATEX MOD.","CONC OVERLAY-VES",2695,123970,46]
["","","PLACE & FINISH OF LATEX","MOD CONC OVERLAY-VES",978,97800,100]
["","","SCARIFYING BRG DECK","",3673,326875,88.994010345999996]
["8897000000-N","GENERIC STR ITEM (EA)","BRG JACKING","",41,99600,2429.2682926829998]
["","","REM & RESET BEARINGS","",12,67800,5650]

{"sheet":"ITEMS - DIV 14","index":16,"n_rows":256,"n_cols":8,"rows_kept":256,"cut":false,"hidden":false,"merged":[[0,0,0,6]]}
["2017 JAN - JUN BID AVERAGES  -  DIVISION 14",null,null,null,null,null,null,1]
["Item #","Item Description ","Item Supplemental Description","Item Supplemental Description 2","Item Quantity","Extended Amt","Average Unit Bid"]
["0000100000-N","MOBILI","","",5,2431050,486210]
["0000400000-N","CONST SURVEYING","","",1,250000,250000]
["0000700000-N","FIELD OFFICE","","",1,85000,85000]
["0000960000-E","GENERIC MISC ITEM (SY)","STAMPED & STAINED ASPH CROSSWALKS","",250,47500,190]
["0001000000-E","CLEAR & GRUB","","",8,1196000,149500]
["0008000000-E","SUPP CLEAR & GRUB","","",1,1,1]
["0015000000-N","SEAL ABANED WELLS","","",3,3300,1100]
["0022000000-E","UNCL EXCAV","","",75000,1275000,17]
["0030000000-N","BRG APP SUB REG TIER*","(10+91.50 -L-)","",1,19000,19000]
["0036000000-E","UNDERCUT EXCAV","","",200,3879.02,19.395099999999999]
["0050000000-E","SUPP CLEAR & GRUB","","",1,5300,5300]
["0057000000-E","UNDERCUT EXCAV","","",300,11100,37]
["0063000000-N","GRADING","","",1,37500,37500]
["0106000000-E","BORROW EXCAV","","",13300,192500,14.473684211]
["0134000000-E","DRNG DITCH EXCAV","","",1198,15144,12.641068447]
["0141000000-E","BERM DITCH CONST","","",800,4000,5]
["0156000000-E","REML OF EXT ASPH PVT","","",19700,128050,6.5]
["0192000000-N","PROOF ROLLING","","",10,800,80]
["0195000000-E","SEL GRANULAR MATL","","",500,37959.760000000002,75.919520000000006]
["0196000000-E","GEOTEXTILE SOIL STAB","","",11000,18325.599999999999,1.6659636360000001]
["0199000000-E","TEMP SHORING","","",30576,1956787.56,63.997500000000002]
["0318000000-E","FND CONDIT MATL MINOR STRS","","",1200,44041.74,36.701450000000001]
["0320000000-E","FND CONDIT GEOTEXT","","",3750,7661.18,2.0429813330000002]
["0335200000-E","15\" DRNG PIPE","","",992,50967.08,51.378104839000002]
["0335300000-E","18\" DRNG PIPE","","",304,17115.990000000002,56.302598684000003]
["0335400000-E","24\" DRNG PIPE","","",180,12254.67,68.081500000000005]
["0335800000-E","48\" DRNG PIPE","","",212,28166.87,132.86259433999999]
["0343000000-E","15\" SIDE DRAIN PIPE","","",646,33190.25,51.378095975000001]
["0344000000-E","18\" SIDE DRAIN PIPE","","",104,5855.47,56.302596154]
["0354000000-E","***\" RC PIPE CULV *****","(15\", V)","",68,3859.61,56.758970587999997]
["0366000000-E","15\" RC PIPE CULV III","","",28,1624,58]
["0448000000-E","***\" RCP CULV IV","(18\")","",44,3432,78]
["","","(48\")","",20,5404.94,270.24700000000001]
["","","(60\")","",76,25937.47,341.28250000000003]
["0448200000-E","15\" RCP CULV IV","","",3716,167338.91,45.031999462000002]
["0448300000-E","18\" RCP CULV IV","","",1164,53263.360000000001,45.758900343999997]
["0448400000-E","24\" RCP CULV IV","","",1672,124127.78,74.239102871]
["0448500000-E","30\" RCP CULV IV","","",136,12916.16,94.971764706000002]
["0448600000-E","36\" RCP CULV IV","","",344,45160.04,131.279186047]
["0448700000-E","42\" RCP CULV IV","","",104,13889.26,133.55057692299999]
["0576000000-E","**\" CS PIPE CULV *****\"","(36\", 0.079\")","",76,9016.67,118.64039473699999]
["","","(42\", 0.109\")","",72,9217.25,128.01736111100001]
["","","(48\", 0.109\")","",84,16427.54,195.56595238099999]
["","","(66\", 0.138\")","",8,3434.67,429.33375000000001]
["0582000000-E","15\" CS PIPE CULV 0.064\"","","",128,6811.24,53.212812499999998]
["0588000000-E","18\" CS PIPE CULV 0.064\"","","",228,15087.12,66.171578947]
["0594000000-E","24\" CS PIPE CULV 0.064\"","","",720,59342.98,82.420805556000005]
["0600000000-E","30\" CS PIPE CULV 0.079\"","","",104,10251.24,98.569615385000006]
["0636000000-E","**\" CS ELB *****\" THICK","(15\", 0.064\")","",2,668.82,334.41]
["","","(18\", 0.064\")","",4,1455.99,363.9975]
["","","(24\", 0.064\")","",8,3345.06,418.13249999999999]
["","","(36\", 0.079\")","",6,5304.22,884.03666666699996]
["","","(48\", 0.109\")","",2,2380.2399999999998,1190.1199999999999]
["0973100000-E","**\"WLD STL PIPE GRAD B IN SOIL","(48\", 0.688\")","",50,37492.879999999997,749.85760000000005]
["0973300000-E","**\"WLD STL PIPE GRAD B NOT IN SOIL","(48\", 0.688\")","",50,81264.75,1625.2950000000001]
["0986000000-E","GENERIC PIPE ITEM (LF)","PIPE LINER","",56,28000,500]
["0995000000-E","PIPE REML","","",1900,30972.47,16.301300000000001]
["0996000000-N","PIPE CLEAN-OUT","","",3,7500,2500]
["1011000000-N","FINE GRADING","","",1,225000,225000]
["1099500000-E","SHALLOW UNDERCUT","","",3550,32850,9.2535211270000008]
["1099700000-E","IV SUBGRD STABILI","","",7025,223894.97,31.871170107000001]
["1110000000-E","STABILIZER AGG","","",500,16935.2,33.870399999999997]
["1115000000-E","GEOTXT FOR PVT STAB","","",5417,19642.580000000002,3.626099317]
["1121000000-E","AGG BASE CRS","","",2240,71770.720000000001,32.040500000000002]
["1220000000-E","INCIDENTL STONE BASE","","",13100,467018.38,35.650258014999999]
["1245000000-E","SHDR RECONST","","",103.42,619078.9,5986.0655579189997]
["1297000000-E","MILL ASP PVMT ***\" DTH","(1-1/2\")","",208412,344208,1.6515747649999999]
["","","(3\")","",33500,129444,3.8639999999999999]
["","","(5-1/2\")","",268,4757.08,17.750298507]
["1308000000-E","MILL ASPH PVMT *** - ***","(0\" TO 1-1/2\")","",5759,59342,10.304219483000001]
["","","(0\" TO 4\")","",935,8693.44,9.2977967909999997]
["1330000000-E","INCIDENTAL MILLING","","",7384,100126.39999999999,13.559913326]
["1489000000-E","ASP CONC BASE CRS B25.0B","","",15790,1455520.5,92.179892336999998]
["1498000000-E","ASP CONC INTR CRS I19.0B","","",21710,1983208.5,91.35]
["1519000000-E","ASP CONC SURF CRS S9.5B","","",112484,6502543,57.808603890000001]
["1525000000-E","ASP CONC SURF CRS SF9.5A","","",46107,2693858,58.426225952999999]
["1525100000-E","ASP CONC SURF CRS SF9.5A LEVEL","","",1638,82186,50.174603175000001]
["1575000000-E","ASP FOR PLANT MIX","","",11704,5995050,512.22231715700002]
["1693000000-E","ASPH PLT MIX PVT REP","","",2000,400000,200]
["1704000000-E","PATCHING EXT PVT","","",18588,2091030,112.493544222]
["1880000000-E","GENERIC PAV ITEM(TON)","ASPH CONC WEDGE CRS,","I19. 0B",300,19500,65]
["","","","I19.0B",100,8900,89]
["","","ASPH CONC WEDGE CRS,","I19.0B",100,10500,105]
["","","ASPH FOR PVT INTER- LAYER","",900,87300,97]
["1881000000-E","GENERIC PAV ITEM (LF)","8\" MILL RUMBLE STRIPS","(ASPH CONC)",120139,16958.03,0.141153414]
["","","MILL RUMBLE STRIPS, ASPH","CONC (CENTERLINE)",2087,1252.2,0.6]
["","","REM & REPL ASPH","CURB",7200,79200,11]
["2022000000-E","SUBDRAIN EXCAV","","",291.2,5603.65,19.243303570999998]
["2026000000-E","GEOTEXTILE FOR SUBSURF DRNS","","",1300,20733.099999999999,15.948538462]
["2036000000-E","SUBDRN COARSE AGG","","",218.4,15311.65,70.108287546]
["2044000000-E","6\" PERF SUBDRN PIPE","","",1300,19134.3,14.718692308]
["2070000000-N","SUBDRN PIPE OUTLET","","",3,1235.8800000000001,411.96]
["2077000000-E","6\" OUTLET PIPE","","",18,306.2,17.011111111000002]
["2209000000-E","ENDWALLS","","",40,36569.11,914.22775000000001]
["2220000000-E","REINF ENDWALLS","","",12,15221.75,1268.4791666670001]
["2253000000-E","PIPE COLLARS","","",3.5,2182.86,623.67428571400001]
["2275000000-E","FLOWABLE FILL","","",50,8477.8799999999992,169.55760000000001]
["2286000000-N","MASNRY DRNG STR","","",149,230786.45,1548.902348993]
["2308000000-E","MASNRY DRNG STR","","",41,4985.95,121.608536585]
["2354200000-N","FRM W/GRT 840.24 STD","","",3,1490.66,496.88666666699999]
["2355000000-N","FRM W/GRT 840.29 STD","","",1,493.01,493.01]
["2366000000-N","FRM W/2GRT 840.24 STD","","",35,22591.42,645.46914285699995]
["2367000000-N","FRM W/2GRT 840.29 STD","","",105,71307.429999999993,679.11838095200005]
["2396000000-N","FRM W/COVER STD 840.54","","",2,1117.81,558.90499999999997]
["2556000000-E","SHDR BERM GTR","","",6235,133114.06,21.349488372]
["2577000000-E","CONC EXPRESSWY GTR","","",7200,156492,21.734999999999999]
["2605000000-N","CONC CURB RAMP","","",19,36100,1900]
["2619000000-E","4\" CONC PAVED DITCH","","",100,7245,72.45]
["2655000000-E","5\" MONO CONC ISLDS (KEY IN)","","",60,4491.8999999999996,74.864999999999995]
["2738000000-E","GENERIC PAVING ITEM (SY)","PVT INTERLAYER (HIGH STRENGTH)","",78466,325633.90000000002,4.1500000000000004]
["","","PVT INTERLAYER (REGULAR)","",78466,494335.8,6.3]
["2830000000-N","ADJ MHS","","",3,4500,1500]
["2845000000-N","ADJ METER OR VALVE BOXES","","",29,23200,800]
["3030000000-E","STL BM GRDRL","","",2575,49668.56,19.288761165]
["3045000000-E","SBGR SHOP CURVED","","",150,2850,19]
["3150000000-N","ADDIT GRDRL POSTS","","",5,250,50]
["3165000000-N","GR ANCH **********","(350 TL-2)","",1,2100,2100]
["3180000000-N","GR ANCH **********","(III SHOP CURVED)","",2,3800,1900]
["3195000000-N","GR ANCH AT-1","","",3,1890,630]
["3215000000-N","GR ANCH III","","",2,3400,1700]
["3270000000-N","GR ANCH 350","","",3,7015,2338.3333333330002]
["3360000000-E","REM EXT GRDRL","","",10150,12256.13,1.207500493]
["3380000000-E","TEMP STL BM GRDRL","","",7450,80962.880000000005,10.867500671]
["3387000000-N","TEMP GDRL ANCH UNIT**","(B-77)","",3,3441.38,1147.1266666670001]
["3389000000-N","TEMP GDRL ANCH UNIT**","(350, TL-2)","",15,15395.63,1026.3753333330001]
["3420000000-E","GENRC GRDRL ITEM(LF)","WEATH STL BM GRDRL","W/ PAINTED LAPS",11875,301120.31,25.357499788999998]
["","","","W/ PAINTED LAPS, SHOP CURVED",200,5796,28.98]
["3435000000-N","GENERIC GRDRL ITEM (EA)","PAINTED GRDRL ANCH UNITS","350",38,165186,4347]
["","","","350, TL-2",2,8211,4105.5]
["","","WEATH STL ADDL","GRDRL POSTS",20,1086.75,54.337499999999999]
["","","WEATH STL BM GRDRL","ANCH UNIT, AT-1, PAINT-ED LAPS",5,7546.88,1509.376]
["","","","ANCH UNIT, B-77, PAINT-ED LAPS",8,30912,3864]
["","","","TERMINAL SECT, PAINTED LAPS",2,362.25,181.125]
["","","WEATH STL BM GRDRL ANCH","UNIT, B-77 SHOP CURV, PAINT LAPS",2,8814.75,4407.375]
["3436000000-N","GENERIC GRDRL ITEM (EA) 862","TEMP ADDL GRDRL","POSTS",10,422.63,42.262999999999998]
["3628000000-E","RIP RAP, I","","",595,37147.31,62.432453782000003]
["3642000000-E","RIP RAP, A","","",50,2098.0300000000002,41.960599999999999]
["3649000000-E","RIP RAP, B","","",440,20773.79,47.213159091000001]
["3656000000-E","GEOTEXTILE FOR DRNGE","","",5894,16336.77,2.7717628099999998]
["4025000000-E","CONTR FURN, ***SIGN","(E)","",28,532,19]
["4072000000-E","SUPP, 3-LB STL U-CHAN","","",927,7690.77,8.2964077669999998]
["4096000000-N","SIGN ERECTION, D","","",2,301.88,150.94]
["4102000000-N","SIGN ERECTION, E","","",67,5865.08,87.538507463000002]
["4108000000-N","SIGN ERECTION, F","","",22,2656.5,120.75]
["4116100000-N","SIGN ERECT, RELOC ** GRD MTD","(D)","",7,845.25,120.75]
["","","(E)","",2,229.43,114.715]
["4155000000-N","DISP SIGN SYST U-CHAN","","",41,193.17,4.7114634149999999]
["4400000000-E","WRK ZONE SIGN (STAT)","","",493,5724,11.610547667000001]
["4405000000-E","WRK ZONE SIGN (PORT)","","",352,3639.47,10.339403409000001]
["4410000000-E","WRK ZONE SIGN (BARR)","","",188,1625.02,8.6437234039999993]
["4413000000-E","WORK ZONE ADV/GEN WARN SIGN","","",9453,108896.4,11.519771500999999]
["4430000000-N","DRUMS","","",279,15306.59,54.862329748999997]
["4435000000-N","CONES","","",239,5095.5200000000004,21.320167364]
["4445000000-E","BARRICADES (III)","","",328,7553.57,23.029176829000001]
["4450000000-N","FLAGGER","","",920,24840,27]
["4455000000-N","FLAGGER","","",780,235462.5,301.875]
["4457000000-N","TEMP TRAF CNTRL (SP)","","",3,482000,160666.66666666701]
["4465000000-N","TEMP CRASH CUSHIONS","","",6,30857.5,5142.9166666669998]
["4470000000-N","RESET CRASH CUSHION","","",8,17871,2233.875]
["4480000000-N","TMA","","",2,16000,8000]
["4485000000-E","PORT CONC BARR","","",1584,39680,25.050505050999998]
["4500000000-E","RESET PORT CONC BAR","","",1219,4876,4]
["4516000000-N","SKINNY DRUM","","",249,8070,32.409638553999997]
["4600000000-N","GENERIC TRAFFIC CONTROL ITEM (EA)","TEMP PORTABLE TRAFFIC","SIGNAL SYS",1,35000,35000]
["4650000000-N","TEMP RAISE PVT MRKS","","",743,5618.99,7.5625706590000004]
["4685000000-E","THERMO PVT MKG LINES 4\"90","","",3000,1740,0.57999999999999996]
["4695000000-E","THERMO PVT MKG LINES 8\"90 MILS","","",3910,10089.719999999999,2.5804910489999999]
["4702000000-E","12\"WIDE THERM 120MILS","","",3420,8550,2.5]
["4705000000-E","THERM LINE 16\" 120MILS","","",150,1050,7]
["4710000000-E","24\"WIDE THERM 120MILS","","",2408,25460.5,10.573297342]
["4721000000-E","THERM PVT MKG CHAR 120","","",16,2000,125]
["4725000000-E","THERM PVT SYM 90MILS","","",267,38968.35,145.948876404]
["4795000000-E","24\" COLD APPL PLSTIC LINE **","(IV)","",72,1800,25]
["4805000000-N","COLD APPL PLASTIC SYM **","(II)","",1,362.25,362.25]
["4810000000-E","PAINT PVMT MKG 4\"","","",2635138,398468.3,0.151213447]
["4820000000-E","PAINT PVMT MKG 8\"","","",4231,4655.7299999999996,1.1003852519999999]
["4835000000-E","PAINT PVT MKG LINE 24\"","","",930,4989.1000000000004,5.364623656]
["4845000000-N","PAINT PVT MKG SYM","","",147,10018.81,68.155170068000004]
["4847000000-E","POLYUREA LINES (4\" *****)","(HIGHLY REFLECTIVE ELEMENTS)","",83437,99740.59,1.195400002]
["4850000000-E","LINE REML 4\" WIDE","","",1968,3610.83,1.8347713409999999]
["4870000000-E","LINE REML 24\" WIDE","","",60,318,5.3]
["4890000000-E","GENERIC PVT MKG ITEM (LF)","THERMO PVT MARK-","INGS, (4\", 50MIL)",197077,102480.04,0.52]
["","","THERMO PVT MKG","LINES (4\", 50MILS)",355022,170398.1,0.47996490400000003]
["4900000000-N","PERM RAISED PVMT MKR","","",2,483,241.5]
["4905000000-N","SNOWPLB PVMT MRKER","","",3081,75863.25,24.622930867000001]
["6000000000-E","TEMP SILT FENCE","","",43150,106995,2.4796060249999998]
["6006000000-E","EROS CONTRL STONE A","","",2730,109224.75,40.009065933999999]
["6009000000-E","EROS CONTRL STONE B","","",6870,281486.93,40.973352255999998]
["6012000000-E","SEDIMENT CONTROL STONE","","",5700,223175,39.153508772000002]
["6015000000-E","TEMP MULCHING","","",92.2,82393.94,893.64360086800002]
["6018000000-E","SEED FOR TEMP SEED","","",3700,9052.5,2.4466216219999999]
["6021000000-E","FERT FOR TEMP SEED","","",20,18701.25,935.0625]
["6024000000-E","TEMP SLOPE DRAINS","","",4370,30661.87,7.0164462240000001]
["6029000000-E","SAFETY FENCE","","",1800,3375.82,1.8754555559999999]
["6030000000-E","SILT EXCAV","","",13580,231310.59,17.033180412]
["6036000000-E","MAT FOR EROS CONTRL","","",150500,255241.5,1.6959568110000001]
["6037000000-E","COIR FIBER MAT","","",350,1978.75,5.6535714290000003]
["6038000000-E","PERM SOIL REINF MAT","","",2100,10143,4.83]
["6042000000-E","1/4\" HARDWARE CLOTH","","",13930,82794.559999999998,5.9436152189999998]
["6045000000-E","**\" TEMP PIPE","(24\")","",110,3555.88,32.326181818000002]
["","","(36\")","",115,5625.05,48.913478261000002]
["6069000000-E","STILLING BASINS","","",40,140,3.5]
["6070000000-N","SPECIAL STILL BASINS","","",11,5147.8900000000003,467.99]
["6071010000-E","WATTLE","","",300,2700,9]
["6071012000-E","COIR FIBER WATTLE","","",2630,25405.8,9.66]
["6071014000-E","COIR FIBER WATTLE BARR","","",1460,15104.4,10.345479451999999]
["6071020000-E","POLYACRYLAMIDE (PAM)","","",3540,62979.19,17.790731638]
["6071030000-E","COIR FIBER BAFFLE","","",2040,19014.400000000001,9.3207843140000008]
["6071050000-E","**\" SKIMMER","(1-1/2\")","",14,8545,610.35714285699999]
["6084000000-E","SEED & MULCHING","","",51.2,112968,2206.40625]
["6087000000-E","MOWING","","",55.6,9956.75,179.07823741000001]
["6090000000-E","SEED FOR REPAIR SEED","","",950,2333.5,2.456315789]
["6093000000-E","FERT FOR REPAIR SEED","","",2.75,2572.5,935.45454545500002]
["6096000000-E","SEED FOR SUPP SEED","","",1575,5958.75,3.7833333329999999]
["6108000000-E","FERTILIZER TOPDRESS","","",42.25,47520,1124.7337278110001]
["6111000000-E","IMPERVIOUS DIKE","","",200,15000,75]
["6114500000-N","SPECIALIZD HAND MOW","","",90,3798,42.2]
["6117000000-N","RESPONSE FOR EROS CONTROL","","",168,11216.25,66.763392856999999]
["6123000000-E","REFORESTATION","","",1.1000000000000001,6347.5,5770.4545454549998]
["6132000000-N","GENERIC EROSION CONTROL ITEM (EA)","CONC WASHOUT STR","",19,5411.45,284.81315789500002]
["6135000000-E","GENERIC EROSION CONTROL ITEM (ACR)","LIMESTONE FOR SOIL AMENDMENT","",10,10867.5,1086.75]
["7444000000-E","INDUCT LOOP SAWCUT","","",4566,41632.699999999997,9.1179807270000008]
["7456000000-E","LEAD-IN CABLE(********)","(14-2)","",540,1620,3]
["8017000000-N","CM&R TEMP ACCESS ****","(10+91.50 -L-)","",1,17500,17500]
["8035000000-N","REMV EXT STR **********","(10+91.50 -L-)","",1,21000,21000]
["8096000000-E","PILE EXCAV IN SOIL","","",115,48875,425]
["8097000000-E","PILE EXCAV NOT IN SOIL","","",25,10625,425]
["8105520000-E","3'-0\" DRILL PIER IN SOIL","","",13.75,21312.5,1550]
["8105620000-E","3'-0\" DRILL PIER NO SOIL","","",23,35650,1550]
["8111200000-E","PERM STL CASING FOR 3' PIER","","",15.69,1569,100]
["8115000000-N","CSL TESTING","","",1,2600,2600]
["8121000000-N","UNSTR EXCAV STA *****","(10+91.50 -L-)","",1,10600,10600]
["8126000000-N","CULV EXCAV @ ********","(142+79.00 -L-)","",1,16373.7,16373.7]
["","","(168+42.00 -L-)","",1,16373.7,16373.7]
["8133000000-E","FND CONDIT MAT, BOX CULV","","",133,4858.08,36.526917292999997]
["8182000000-E","A CONC (BRG)","","",55.1,50141,910]
["8196000000-E","A CONC (CULV)","","",154.9,177801.89,1147.8495158170001]
["8210000000-N","BRG APPR SLAB ********","(10+91.50 -L-)","",1,28750,28750]
["8217000000-E","REINF STL (BRG)","","",10924,10924,1]
["8238000000-E","SPIRAL COL REINF STL BRG","","",774,1548,2]
["8245000000-E","REINF STL (CULVERT)","","",21190,25423.759999999998,1.199799906]
["8328200000-E","PILE DRV EQUIP SETUP ** STL PILES","(HP 12 X 53)","",10,3500,350]
["8364000000-E","HP12X53 PILES","","",195,24375,125]
["8391000000-N","STL PILE POINTS","","",5,750,150]
["8505000000-E","VERT CONC BARR RAIL","","",210.25,25230,120]
["8590000000-E","RIP RAP, **","(II)","",55,3465,63]
["8608000000-E","RIP RAP II (2'-0\")","","",82,5166,63]
["8622000000-E","GEOTEXTILE FOR DRNG","","",152,760,5]
["8657000000-N","ELASTOMERIC BEARING","","",1,4800,4800]
["8762000000-E","3'-0\"X 1'-9\"PRESTR SLABS","","",1050,157500,150]
["8839000000-E","GENERIC RET WALL ITEM (LF)","CONC BARR RAIL WITH","MOMENT SLAB",650,195000,300]
["8847000000-E","GENERIC RET WALL ITEM (SF)","PILE WALLS W/ OPTIONS","",90500,15113500,167]
["8860000000-N","GENERIC STR ITEM (LS)","ASBESTOS ASSESSMT","",1,3200,3200]
["8867000000-E","GENERIC STR ITEM (LF)","ASPH PLUG JOINT REPAIR/","REPLM (18\" TO 24\" WIDE, W / PLATE)",372,46500,125]